## Annexure-I
| ANNEXURE - I |  |  |  | 1.1024
ERECTION OF 220kV & 132 kV TRANSMISSION LINES
Sl. No. | Item No. | Description of Item | Unit | 2012-13 | SS Rate for 2013-14 (Rs.) | SSR for 2015-16 (Rs.)
(1) | (2) | (3) | (4) |  |  | (5)
CL1 | 1 | Check Survey, peg marking the tower positions on ground, conforming to the approved Profile and tower schedules using GPS, Total stations, Digital theodolites etc. "the rate is also applicable for re-check survey if any done due to ROW problems" | kM | 3225 | 3555 | 4027.23
CL2 | 2 | Conducting reconnoitery and preliminary survey along bee line with three alternative routes and furnishing report for selecting the best proposal for approval, including cost & conveyance of all materials, hire charges of equipment, tools and plant, preparation of drawings and reports, labour charges, complete for finished item of work as per the directions of Engineer-in-charge at site.(With Theodolite / With GPS equipment ( As per Clause 4.9 of survey) /With total station equipment). | RKM | 2929 | 3229 | 3658.05
| 3 | Conducting detailed survey by taking the levels along the route to a corridor of 15 mtrs. width on either side of alignment, at every 20 mtrs. interval and wherever there is a steep increase/decrease in ground profile duly indicating the chainage between angle points, river crossings, railway crossing and major highway crossings and plotting the profiles and preparation of vicinity maps to the standard scales. The survey includes clearing of bushes, branches of tree, crops and shrubs wherever encountered for detailed survey for viewing, for fixing anchor towers and also taking levels etc. required for conducting detailed surveys.
This work can be done with Theodolite or with GPS equipment (As per clause no.4.9 of survey) or with total station equipment. This work involves the following items.
CL3 | i) | Tower schedules as per tower spotting requirements plotted on reproducible tracing of profile original with one extra copy shall be given . Towers Schedules should be submitted with GPS Co-ordinates. Identification of wind zones, collection of Hydraulic data of rivers / drains from competent authority. | RKM | 10057 | 11087 | 12558.8
CL4 | ii) | Taking earth resistivity at an interval of 1 Km by electrical resisitivity method (4 point method) or by ERM method. | Loc | 732 | 807 | 913.98
| iii) | Preparing of PTCC questionnaire, topo sheets extracts with marking of the proposed line. Soil resistivity report, tower sketch, station single line diagram etc. (30 copies/sets)
CL5 | 3 iii) a | up to 25KM | Job | 3905 | 4305 | 4876.69
CL6 | 3 iii) b | Above 25KM | Job | 7159 | 7892 | 8939.89
CL7 | 3 v) | Enumeration and numbering of trees, & marking on tree with white letters on yellow paint measuring girth and height of the trees and plotting in the profile. The trees enumerated shall be shown in profile on either side of centre line clearly, up to required corridor for 132kV Line -27 Metres & 220kV Line -35 Meters) indicating name of tree, girth & height. Separate tree schedule should be submitted along with the profile for arriving tree compensation amount. | Each | 14.8 | 16.3 | 17.98
CL8 | 3 (vi) | Preparation of ground profiles for Railway crossing, River crossing and EHV power line crossing separately wherever required. | Each crossing | 2180 | 2403 | 2721.85
The above rates shall include cost and conveyance of all materials hire charges of equipment tools & plant, preparation of profile drawing, painting of trees, labour charges, preparation of report etc., complete for finished item of work as per instructions of Engineer-in-charge.
CL9 | 4 | Excavation of trial pits of standard dimensions of 1 mtr X 1 mtr. width upto 3 mtrs. depth at 1 KM interval or wherever there is abnormal change in topography and taking observation of soil strata for classification of foundation and position of existing ground water table/depth of water in the existing open wells if any and back filling the trial pits after vetting by Departmental officials. | Each | 1206 | 1330 | 1506.38
| 5 | Setting of stubs with stub-setting template : Erection of stubs, stub template, fixing of jacks for supporting template, allignment and levelling for exact location of stubs of stubsetting template, dismantling of template after completion of initial curing of C.C., movement of template from one location to other location (A minimum lead of 1 KM is adopted).
CL10 | (a) | 132 KV P, R & S-Type Towers | Loc. | 5756 | 6346 | 7188.09
CL11 | (b) | 220 KV A, B, C & D-Type Towers | Loc. | 8388 | 9247 | 10474.83
CL12 | (c) | 132 KV Multi circuit Towers | Loc. | 7195 | 7932 | 8985.38
CL13 | (d) | 220 KV Multi circuit Towers | Loc. | 10484 | 11558 | 13091.95
CL14 | (e) | 132kV Narrow based Multi Circuit Towers. | Single pit | 6616 | 7294 | 8261.81
CL15 | (f) | 220kV Narrow based Multi Circuit Towers. | Single pit | 9653 | 10642 | 12054.2
CL16 | (g) | Pole/structure for termination of 220/132kV cables | Loc. | new item | 7139 | 8086.21
CL17 | (h) | 220 /132 kV Narrow based tower | Loc. | new item | 10402.5 | 11783.39
CL18 | 6(a) | Erection of tower structures, including all types of extensions except JC type towers (stub template erection and dismantling are not to be included) (including 3 mtr., 6 mtr. , 9 mtr., & 12 mtr. extensions) | MT | 3811 | 4201 | 4758.21
CL19 | 6(b) | Erection of all types of narrow based towers / multi circuit tower structures / narrow based multi circuit towers structures, including all types of extensions except JC type towers (stub template erection and dismantling are not to be included) (including 3 mtr., 6 mtr. , 9 mtr., & 12 mtr. extensions) | MT | 5338 | 5885 | 6666.57
CL20 | 6(c) | Erection of all types of 'JC' Type tower structures, including all types of extensions (stub template erection and dismantling are not to be included) (including '0' based, Extended and Truncated) | MT | 6862 | 7565 | 8569.64
CL21 | 7(d) | Erection of all types of 'Narrow based tower structures, including all types of extensions (stub template erection and dismantling are not to be included) (including 3 mtr., 6 mtr. , 9 mtr., & 12 mtr. extensions) | MT | 3514 | 0 | 0
CL22 | 6(d) | Erection of pole/structure for 220/132 kV cable termination | MT | new item | 5043 | 5712.39
| 7 | STRINGING OF POWER CONDUCTOR: Hoisting of tension insulators and Suspension insulators, paving out the conductor, rough sagging,Jointing, tensioning, clipping and fixing of preformed Armour rods and vibration dampers. measuring ground clearances wherever necessary.Which excludes the works involved in the crossing of LT, 11kV & 33kV power lines viz dismantling and restringing of conductor
CL23 | (i) | 3 Nos. Zebra conductors | RKM | 32497 | 35826 | 40581.24
CL24 | (ii) | 6 Nos. Zebra conductors | RKM | 48743 | 53736 | 60869.75
CL25 | (iii) | 2 Nos. Panther conductors | RKM | 17328 | 19103 | 21638.32
CL26 | (iv) | 3 Nos. Panther conductors | RKM | 25994 | 28657 | 32461.19
CL27 | (v) | 6 Nos. Panther conductors | RKM | 41161 | 45377 | 51400.93
CL28 | (vi) | 2 Nos. Moose conductors | RKM | 27440 | 30251 | 34266.94
CL29 | (vii) | 3 Nos. Moose conductors | RKM | 41161 | 45377 | 51400.93
CL30 | (viii) (a) | 6 Nos. Moose conductors | RKM | 64988 | 71645 | 81155.08
CL 31 | (viii) (b) | 6 Nos. Twin Moose conductors | RKM |  |  | 121732.62
CL32 | (ix) | 3 Nos. Bear conductors | RKM | 32497 | 35826 | 40581.24
CL33 | (x) | 6 Nos. Bear conductors | RKM | 48743 | 53736 | 60869.75
CL34 | (xi) | 3 Nos. Dog conductors | RKM | 19495 | 21492 | 24345.36
CL35 | (xii) | 6 Nos. Dog conductors | RKM | 30870 | 34032 | 38549.11
STRINGING OF HTLS POWER CONDUCTOR using tension -puller machine: Hoisting of tension insulators and Suspension insulators, paving out the conductor, rough sagging,Jointing, tensioning, clipping and fixing of preformed Armour rods and vibration dampers. measuring ground clearances wherever necessary.Which excludes the works involved in the crossing of LT, 11kV & 33kV power lines viz dismantling and restringing of conductor.
CL36 | (i) | 3 Nos Moose Conductors | RKM | 15977 | 0 | 190413
CL37 | (ii) | 6 Nos Moose Conductors | RKM | 25299 | 0 | 285619.5
CL38 | (iii) | 3 Nos Zebra Conductors | RKM | Please refer 400kV SSR |  | 179834.5
CL39 | (iv) | 6 Nos Zebra Conductors | RKM | Please refer 400kV SSR |  | 269751.75
CL40 | (v) | 3 Nos Panther Conductors | RKM |  |  | 169256
CL41 | (vi) | 6 Nos Panther Conductors | RKM |  |  | 253884
CL42 | 8 | Stringing of Earthwire: FIxing hardware, paving out earth wire, jointing, tensioning, stringing and clamping of 7/3.15 mm high tensile galvanised steel wire. | RKM | 5201 | 5734 | 6495.2
CL43 | 9 | Earthing of towers including cost of Excavation, Back-filling, including cost of 25 mm dia 2.5 mm thick, class 'C' G.I. pipe of 3.00 Mtrs length with 50X6 mm G.I. Flat 4.05 Mtrs long, BH Coke, Salt etc., and measuring tower footing resistance. | Nos. | 3307 | 3646 | 4129.85
CL44 | 10 | Slant Earthing of towers including cost of Excavation, Back-filling, including cost of 25 mm dia 2.5 mm thick, class 'C' G.I. pipe of 3.00 Mtrs length, with 50x6mm G.I. Flat of 4.05 Meters, BH Coke, Salt etc., and measuring tower footing resistance. | Nos. | 3307 | 3646 | 4129.85
CL45 | 11 | Earthing of towers including cost of Excavation, Back-filling, including cost of 25 mm dia 2.5 mm thick, class 'C' G.I. pipe of 3.00 Mtrs length,BH Coke, Salt etc., and measuring tower footing resistance. (Without GI Flat ) for counter poise earthing. | Nos. | 2692 | 2968 | 3361.85
CL46 | 12 | Counterpoise earthing including clamping devices and terminal lugs, but excluding cost of steel wire. | Rmts | 29.3 | 32.3 | 37.02
CL47 | 13 | Half round welding of G.I.bolts and nuts of towers in the section between ground level & upto bottom X-arm level including all bolts connecting the bracings at the bottom X-arm level and painting the welded portion with one coat of zinc rich paint. | Each | 13.8 | 15.2 | 16.93
CL48 | 14 | Half round welding of G.I.bolts and nuts of towers in the section between ground level & upto bottom X-arm level including all bolts connecting the bracings at the bottom X-arm level and painting the welded portion with one coat of zinc rich paint- For JC type towers | Each | 20.7 | 22.8 | 25.39
CL49 | 15 | Laying of 33 kV 400 sq.mm XLPE cable | Rmts |  | 244 | 276.1
CL50 | 16 | Termination of 400 sq.mm XLPE cable | Each |  | 4432 | 5020.56
CL51 | 17 | Dismantling & re stringing of 33 kV conductor (all types of conductors) for crossing of 33 kV line during stringing of EHT lines. | Per conductor | new item | 2316 | 2623.47
CL52 | 18 | Dismantling & re stringing of 11 kV conductor (all types of conductors) for crossing of 11 kV line during stringing of EHT lines | Per conductor | new item | 1267 | 1435.5
CL53 | 19 | Dismantling & re stringing of LT conductor/cables for crossing of LT line (all types) during stringing of EHT lines | Per conductor | new item | 798 | 903.4
CL54 | 20 | Methodology for DGPS Survey in Forest and other lands: Collecting boundary point all bends of corridor or boundary area with DGPS. DGPS consists of Base receiver and Rover receiver. Base is kept stationary and with rover corridor points shall be collected observing each point min 15 minutes. Base receiver and Rover receiver collected data is post processed in Trimble business center software to achieve centimeter level accuracy. (Instrument: Trimble R3 DGPS) (software used: Trimble business software) | RKM |  |  | 14995 | 14.995
Sd/-(D.PRABHAKAR RAO)
CHAIRMAN &MANAGING DIRECTOR
// FORWARD BY ORDER //
DIVISIONAL ENGINEER-I
O/o Chief Engineer(Transmission)
TSTRANSCO
Vidyut Soudha, Hyderabad

## Annexure-II
ANNEXURE - II
ERECTION OF 220kV, 132 kV & 33kV SUBSTATIONS
Sl. No. | Item No. | Description of Item | Unit | 2012-13 | SS Rate for 2013-14 (Rs.) | Based on labour data | Rate for 2015-16 (Rs.)
(1) | (2) | (3) | (4) | (5) | (5) | (6) | (5)
CS1 | 1 | Hoisting of Insulators and hardware, stretching the conductor and stringing of 220 kV bus comprising of three phases with Quadraple Moose conductor to a tension of 900kgs for single moose conductor.( The maximum length or up to a length of bus section of 40m) | Bus Section | 17325 | 19100 | 10648 | 21635.15
CS2 | 2 | Hoisting of Insulators and hardware, stretching the conductor and stringing of 220 kV bus comprising of three phases with single Zebra/Moose conductor to a tension of 900kgs.( The maximum length or up to a length of bus section of 40m) | Bus Section | 4332 | 4776 | 3548 | 5409.84
CS3 | 3 | Hoisting of Insulators and hardware, stretching the conductor and stringing of 220 kV bus comprising of three phases with Twin Zebra/Moose conductor to a tension of 1800kgs, including fixing of spacer clamps( The maximum length or up to a length of bus section of 40m). | Bus Section | 8666 | 9554 | 4930 | 10821.81
CS4 | 4 | Hoisting of Insulators and hardware, stretching the conductor and stringing of 132 kV bus comprising of three phases with Single Zebra/Moose conductor to a tension of 900kgs.( The maximum length or up to a length of bus section of 45m). | Bus Section | 4332 | 4776 | 3548 | 5409.84
CS5 | 5 | Hoisting of Insulators and hardware, stretching the conductor and stringing of 132 kV bus comprising of three phases with Twin Zebra/Moose conductor to a tension of 1800kgs including fixing of spacer clamps.( The maximum length or up to a length of bus section of 45m). | Bus Section | 8666 | 9554 | 4930 | 10821.81
CS6 | 6 | Hoisting of Insulators and hardware, stretching the conductor and stringing of 33 kV bus comprising of three phases with Single Zebra/Moose conductor to a tension of 450kgs.( The maximum length or up to a length of bus section of 20m). | Bus Section | 3250 | 3583 | 2098 | 4058.97
CS7 | 7 | Hoisting of Insulators and hardware, stretching the conductor and stringing of 33 kV bus comprising of three phases with Twin Zebra/Moose conductor to a tension of 900kgs including fixing of spacer clamps.( The maximum length or up to a length of bus section of 20m). | Bus Section | 5418 | 5973 | 3548 | 6766.01
CS8 | 8 | Hoisting of Insulators and hardware, stretching the conductor and stringing of 132 kV bus comprising of two phases with Single Zebra/Moose conductor to a tension of 900kgs.( The maximum length or up to a length of bus section of 45m). | Bus Section | 2887 | 3183 | 2664 | 3605.15
CS9 | 9 | Fixing of spacers for Twin Moose conductor | Each | 85.7 | 94.5 | 88 | 106.84
CS10 | 10 | Fixing of spacers for Quadruple Moose Conductor | Each | 118.4 | 130.5 |  | 148.1
CS11 | 11 | Fixing of Hardware,stretching the ground wire and stringing of earth wire to a tension of 450kgs from pinacle to pinacle. | Each | 647.5 | 713.8 | 248 | 808.2
CS12 | 12 | Fixing of Hardware,stretching the ground wire and stringing of earth wire to a tension of 450kgs from pinacle to ground. | RM | 44 | 49 | 248 | 55.01
CS13 | 13 | Connection of equipment to bus and or another equipment with single zebra/Moose/Panther conductor including measuring, cutting,clamping and hoisting of suspension insulator assembly to support the conductor wherever necessary. | Each | 227 | 250 | 199 | 283.5
CS14 | 14 | Connection of equipment to bus and or another equipment with Twin zebra/Moose/Panther conductor including measuring, cutting,clamping and hoisting of suspension insulator assembly to support the conductor wherever necessary. | Each | 352 | 388 | 332 | 439.01
CS15 | 15 | Connection of equipment to bus and or another equipment with Quad zebra/Moose/Panther conductor including measuring, cutting,clamping and hoisting of suspension insulator assembly to support the conductor wherever necessary. | Each | new item | 776 |  | 879.07
| 16 | Laying of earth mat including excavation of trenches, welding, connecting to equipment and connecting lightning shield to earth mat and earthing of fence posts, drilling and connecting earth rods including connecting cast iron pipes as per Drg. No.SET(P)/149/82 with the following sizes of MS Flats /GI Flats.(for 220kV & 132kV) including fabrication.
CS16 | 16 a | 100x16mm MS Flat / GI Flat. | RM | 67 | 73.9 | 74 | 83.57
CS17 | 16 b | 50x 8mm MS Flat / GI Flat. | RM | 52.8 | 58.2 | 45 | 65.59
CS18 | 16 c | 75x 8mm MS Flat / GI Flat. | RM | 60 | 66 | 54 | 75.11
CS19 | 16 d | For laying of earth flat in hard rock in substation / bays extension, an additonal amount to the basic labour rate of SSR will be allowed as there is no provision in the rate of laying of earth flat for remvoal of hard rocks. | RM | 45 | 50 |  | 57.12
CS20 | 17 | Excavation of earth pit, putting cast iron pipe with flange on one end (as per ISS7181/86) of nominal dia 125mm and 2.75 meters long in side the pit including supply and fixing RCC collars 0.75 meter dia (OD), 50mm thick and 0.60meters long in side the pit, backfill the pit in the 25mm size granules of BHcoke for full depth of the pit with alternate layers of BH coke and salt of 300mm thick around the earth pipe of 150mm on all the sides of the pipe including cost and conveyance of BH coke, salt, clamps, C.I.Pipes and RCC collars, labour charges for all operational and incidental items of work etc., complete. | Each | 9659 | 10648 | 9241 | 12061.61
CS21 | 18 | Laying of control cables of all sizes (from 2 core. 2.5 / 4.0sqmm to 12 core, 2.5/4.0sqmm , both copper and alluminium in cable trenches including cost of suitable metalic cable glands with rubber lining. Note: This includes running of cables in control room where cables are run on cable racks in cable duct. | RM | 7.4 | 8 | 2.36 | 9.52
| 19 | Laying of power cables.
CS22 | 19 a | upto 50 sqmm | RM | 9.9 | 10.9 | 10.4 | 12.69
CS23 | 19 b | above 50 sqmm | RM | 13.7 | 15.1 | 14.2 | 16.93
| 20 | Cable terminations to the switchgear, Marshalling boxes / Panel terminal blocks/control & relay panels, LTAC panel including providng suitable ferrules and lugs as per specification (including cost of ferrules and lugs) (for 220kV & 132kV).
CS24 | 20 i | 2.5 sqmm Copper with copper lugs each core at both ends. | Nos. | 23 | 25.4 | 23.4 | 28.56
CS25 | 20 ii | 4.0 sqmm Aluminium with Aluminium lugs each core at both ends. | Nos. | 24.5 | 27 | 25.5 | 30.68
CS26 | 20 iii | Up to 50 sqmm Power Cable with lugs each core at both ends. | Nos. | 53.1 | 58.5 | 79.7 | 66.64
CS27 | 20 iv | Above 50 sqmm Power Cable with lugs each core at both ends. | Nos. | 97.6 | 107.6 | 124.4 | 121.65
CS28 | 21 | Instalation of lighting fixtures on switch yard structures including cabling and connections, labour charges etc., including 40mm dia G.I bent pipe of 0.75m length with suitable clamps for fixing to structures in complete shape (excluding cost of lighting fixtures) | Each | 867 | 956 | 621 | 1083.24
| 22 | Erection of the following equipment with Crane / Derrick at site including handling the material / equipment carefully at site including labour charges for all incidental and operational items of work. (excluding cost of transport charges from Dept. stores to the site).
CS29 | 22.1 | 220 kV Circuit breakers with support structure & marshalling boxes including grouting of foundation bolts and wiring of cables from Ploe to Pole including terminations. | Each | 15165 | 16718 | 11840 | 18937.63
CS30 | 22.2 | 132 kV Circuit breakers with support structure & marshalling boxes including Ploe to Pole cable wiring and terminations. | Each | 10834 | 11944 | 8292 | 13529.9
CS31 | 22.3 | 33 kV Circuit breakers including Ploe to Pole cable wiring and terminations. | Each | 4365.4 | 4813 | 2682 | 5452.16
CS32 | 22.4 | 2-pole 220 kV Circuit Breaker with support structure & marshalling boxes incl. grouting of foundation bolts & wiring of cables & terminations. | Each | new item | 14210 |  | 16096.25
CS33 | 22.5 | 2-pole 132 kV Circuit Breaker with support structure & marshalling boxes incl. grouting of foundation bolts & wiring of cables & terminations. | Each | new item | 10152 |  | 11499.89
CS34 | 22.6 | 220 kV Current Tranformers. | Each | 3685 | 4062 | 2314 | 4601.65
CS35 | 22.7 | 132 kV Current Tranformers. | Each | 2383 | 2627.1 | 1738 | 2975.73
CS36 | 22.8 | 33 kV Current Tranformers. | Each | 736 | 811.4 | 281 | 919.27
CS37 | 22.9 | 220 kV Potential Transfomers. | Each | 3685 | 4062 | 2314 | 4601.65
CS38 | 22.1 | 132 kV Potential transformers. | Each | 2383 | 2627.1 | 1738 | 2975.73
CS39 | 22.11 | 33 kV Potential transformers. | Each | 736 | 811.4 | 563 | 919.27
CS40 | 22.12 | 220 kV Lightning Arrestors. | Each | 2383 | 2627.1 | 1322 | 2975.73
CS41 | 22.13 | 132 kV Lightning Arrestors. | Each | 1125 | 1240 | 668 | 1404.82
CS42 | 22.14 | 33 kV Lightning Arrestors. | Each | 440 | 485 | 189 | 549.02
CS43 | 22.15 | 220 kV Capacitve Voltage Transformers. | Each | 3467 | 3822 | 2314 | 4329.78
CS44 | 22.16 | 132 kV Capacitve Voltage Transformers. | Each | 2383 | 2627.1 | 1738 | 2975.73
CS45 | 22.17 | 220 kV Isolators with earth swtich including solid core insulators erection, alignment in full shape for smooth operation by Electrical and manually. | Each | 5850 | 6449 | 7096 | 7305.51
CS46 | 22.18 | 132 kV Isolators with earth swtich including solid core insulators erection, alignment in full shape for smooth operation by manually. | Each | 4332 | 4776 | 6268 | 5409.84
CS47 | 22.19 | 220 kV Isolators without earth swtich including solid core insulators erection, alignment in full shape for smooth operation by Electrical and manually. | Each | 5418 | 5973 | 6312 | 6766.01
CS48 | 22.2 | 132 kV Isolators without earth swtich including solid core insulators erection, alignment in full shape for smooth operation by manually. | Each | 3898 | 4297 | 5680 | 4867.17
CS49 | 22.21 | 2-pole, 220 kV Isolators without earth swtich including solid core insulators erection, alignment in full shape for smooth operation by Electrical and manually. | Each | new item | 5077 |  | 5750.47
CS50 | 22.22 | 2-pole, 132 kV Isolators without earth swtich including solid core insulators erection, alignment in full shape for smooth operation by Electrical and manually. | Each | new item | 3652 |  | 4137.25
CS51 | 22.23 | 33 kV Isolators including solid core insulators erection, alignment in full shape for smooth operation. | Each | 1408 | 1552 | 1332 | 1758.15
CS52 | 22.24 | 220 kV Bus Post Type Insulators. | Each | 307 | 338.4 | 1580 | 382.94
CS53 | 22.25 | 132 kV Bus Post Type Insulators. | Each | 231 | 254.7 | 1188 | 288.79
CS54 | 22.26 | 33 kV Solid Core Insulators | Each | 155 | 171 | 261 | 193.59
CS55 | 23 | 33 kV /400 V Station Transformer including all necessary connections on HV & LV side including cost of lugs (But excluding cost of transformer and HG fuse set) | Each | 4894 | 5395 | 196 | 6111.2
CS56 | 24 | Erection of Control / Relay panels, LTAC panels, announciation, PTDB panels etc.,in the control room duly mounting them on channels and grouting them with foundation bolts excluding cost of channels & foundation bolts (for 220kV & 132kV), including man power support to MRT wing for commissioning. | Each | 1515 | 2122 | 132 | 2403.44
CS57 | 25 | Erection of 220 V, 200 Ah/ 80 Ah Lead Acid battery in complete shape fit for charging. | Set | 7542 | 8315 | 3270 | 9419.1
CS58 | 26 | Erection of 220 V, 200 Ah/ 80 Ah maintenance free battery in complete shape fit for charging . | Set | 2438 | 2688 | 1166 | 3044.49
CS59 | 27 | Erection of 220 V, 200 Ah / 80Ah battery charger. | Set | 2506 | 2763 | 3250 | 3130.18
CS60 | 28 | Erection of Capacitor Bank including series reactor of 7.5 MVAR Capacity | Each | 3885 | 4283 | - | 4851.3
CS61 | 29 | Erection of Marshalling kiosk | Each | 647.5 | 713.8 | 1084 | 808.2
CS62 | 30 | Erection of Marshalling boxes | Each | 314.6 | 346.8 |  | 392.46
CS63 | 31 | Erection of Lighting pillar box in switchyard on foundation laid (Excluding pillar box). (for 220kV & 132kV ) | Each | 866.6 | 955.4 |  | 1082.18
CS64 | 32 | Fabrication of Main and Auxiliary structures, stub setting templates, foundation bolts, 'U' bolts etc,.using raw steel such as M.S.Angles, Plates, Channels, R.S.Joists, M.S.rounds, excluding cost of Mild Steel and transport charges to site. | MT | 7089 | 7815.2 |  | 8853.15
CS65 | 33 | Galvanization of Main and Auxiliary structures, stub setting templates, foundation bolts, 'U' bolts etc,.using raw steel such as M.S.Angles, Plates, Channels, R.S.Joists, M.S.rounds, excluding cost of zinc and transport charges to substation site.(Cost of zinc should be followed as per IEEMA rates.).The average quantity of Zinc required for all angles of tower parts is 60 Kgs. | MT | 4151 | 4576.2 | 163 | 5183.47
| 34 | Setting of stubs with stub setting template for sub-station structure:Erection of stub template, fixing of jacks for supporting the template, alignment and leveling of exact location of stubs of stubsetting template, dismantling of template after completion of initial curing of CC |  |  |  | 3238
CS66 | 34.1 | 220kV Towers | Set | 2797 | 3084 | 692 | 3493.02
CS67 | 34.2 | 132kV Towers | Set | 2008 | 2214 | 163 | 2508.16
CS68 | 34.3 | 33kV Towers & CPL's | Set | 502 | 553 | #REF! | 626.25
CS69 | 34.4 | 220kV Isolator | Set | 2098 | 2313 | - | 2620.29
CS70 | 34.5 | 132kV Isolator | Set | 1506 | 1660 | - | 1880.86
CS71 | 34.6 | 220 kV Breaker | Set | new item | 2000 |  | 2265.91
CS72 | 34.7 | 132 kV Breaker | Set | new item | 1500 |  | 1698.91
CS73 | 34.8 | 33 kV Breaker | Set | new item | 1000 |  | 1132.96
CS74 | 35 | Erection of the main and auxiliary structures etc., using bolts and nuts. | MT | 2167 | 2389 |  | 2705.98
CS75 | 36 | Fixing of 90lb rail poles over the transformer plinths. | RM | 431 | 475.2 | 2331 | 538.45
CS76 | 37 | Fixing of 105lb rail poles over the transformer plinths. | RM | 504.4 | 556.1 | 1898 | 629.42
CS77 | 38 | Erection of 33kV HG Fuse set | Each | 523 | 577 | 163 | 653.75
CS78 | 39 | Erection of 33kV PT Distribution Box | Each | 314.6 | 347 | #REF! | 393.52
CS79 | 40 | Laying and Terminations of 11kV, XLPE 1000 Sqmm Cable | RM | 110 | 121 | #REF! | 137.52
CS80 | 41 | Erection of 11kV VCB outdoor type Kisok (within built Breaker, CTs, PTs, Surge Arrestors & Relays). | Each | 2238 | 2467 |  | 2794.84
Marking as per approved layout with the help of surveyor
CS81 | 42 | 220 kV sub-station | Each | new item | 30000 | 2169 | 33982.37
CS82 | 43 | 132 kV sub-station | Each | new item | 20000 | - | 22654.92
CS83 | 44 | Bay / Bays in one sub-station | Each | new item | 10000 | - | 11327.46
| 45 | Auto-CADD drawing with 12 copies indicate complete land with dimensions, plan of SS with equipments, location of control room, equipments, roads, duct routes, earth mat of 100X16mm & 50X 8mm flat earth pits,yard lighting fixtures etc.,
CS84 | i | 132kV SS layout drawing | Job |  |  |  | 5754.7
CS85 | ii | 220kV SS layout drawing | Job |  |  |  | 7061.15
CS86 | 46 | Writing of letters in control room panels of lettering on panels marshalling boxes. | Line |  |  |  | 81.45
CS87 | 47 | Supply and installation of Key - Board of size 1.5'x2' of Eco Wood Board with Glass covering with lock and key arrangments for providing all the keys of equipment and SS. | Each |  |  |  | 4527.6
CS88 | 48(i) | Measurement of Earth Resistivity in 220/132/33 kv Sub Station yard area in all directions(N,E,W,S,NE,SE,NW,SW)an interval of 1m,2m,3m,….7m etc and getting average resistivity with soil resistivity report including all charges | LS |  |  |  | 10000
CS89 | 48(ii) | Measurement of Earth Resistivity in 132/33 kV Sub Station yard area in all directions(N,E,W,S,NE,SE,NW,SW)an interval of 1m, 2m, 3m,….7m etc and getting average resistivity with soil resistivity report including all charges | LS |  |  |  | 7500
Note:
| i. | Bore earthing in estimations as per field conditions will be considered on case to case basis as supplemental items.
| ii. | 25% excess over CS64 is allowed for JC tower fabrication charges.
Sd/-(D.PRABHAKAR RAO)
CHAIRMAN &MANAGING DIRECTOR
// FORWARD BY ORDER //
DIVISIONAL ENGINEER-I
O/o Chief Engineer(Transmission)
TSTRANSCO
Vidyut Soudha, Hyderabad

## Annexure-III
ANNEXURE - III
| I | Loading / Unloading of materials from departmental / Private vehicles in to the stores yard and stacking and vice-versa
Sl. No. | Item No. | Description of Item | Unit | SSR Rate for 2011-12 |  | SSR Rate for 2012-13 |  | SS Rate for 2013-14 |  | SS Rate for 2015-16
|  |  |  | Loading | Un Loading | Loading | Un Loading | Loading | Un Loading | Loading | Un Loading
(1) | (2) | (3) | (4) |  |  | (5) | (6) | (7) | (8)
ST1 | I | Cement | MT | 71.7 | 83.6 | 77.8 | 90.7 | 85.8 | 100 | 97.22 | 113.3
| 2 | All other materials
ST2 | (i) | Steel | MT | 162.9 | 162.9 | 176.7 | 176.7 | 194.8 | 194.8 | 220.67 | 220.67
ST3 | (ii) | Tower parts | MT | 162.9 | 162.9 | 176.7 | 176.7 | 194.8 | 194.8 | 220.67 | 220.67
ST4 | (iii) | RS Joists and rail poles and MS Sheets pf various sizes. | MT | 162.9 | 162.9 | 176.7 | 176.7 | 194.8 | 194.8 | 220.67 | 220.67
| 3 | Cable / Conductor drums (for loading / un loading )
ST5 | a | Panther ACSR | Each Drum | 179.2 | 179.2 | 194.4 | 194.4 | 214.3 | 214.3 | 242.78 | 242.78
ST6 | b | Zebra ACSR | Each Drum | 250.9 | 250.9 | 272.1 | 272.1 | 300 | 300 | 339.78 | 339.78
ST7 | c | Moose ACSR | Each Drum | 250.9 | 250.9 | 272.1 | 272.1 | 300 | 300 | 339.78 | 339.78
ST8 | d | Moose ACSR (Huge Drums of 1.75KM and above) | Each Drum | 286.8 | 286.8 | 400 | 400 | 441 | 441 | 499.52 | 499.52
ST9 | e | Earth wire | Each Drum | 107.5 | 107.5 | 116.6 | 116.6 | 128.5 | 128.5 | 145.56 | 145.56
ST10 | f | Control cables up to 6 Core | Each Drum | 107.5 | 107.5 | 116.6 | 116.6 | 128.5 | 128.5 | 145.56 | 145.56
ST11 | g | Control cables above 6 Core | Each Drum | 143.4 | 143.4 | 155.5 | 155.5 | 171.4 | 171.4 | 194.12 | 194.12
ST12 | h | 3 1/2 Core LTAC cable drum (up to 500 meters). | Each Drum | 143.4 | 143.4 | 155.5 | 155.5 | 171.4 | 171.4 | 194.12 | 194.12
ST13 | i | 3 1/2 Core LTAC cable drum (above 500 meters). | Each Drum | 179.2 | 179.2 | 194.4 | 194.4 | 214.3 | 214.3 | 242.78 | 242.78
| 4 | Other materials received in cases.
ST14 | (i) | Case weighing not more than 100kgs. | Each case | 94.5 | 94.5 | 102.5 | 102.5 | 113 | 113 | 128 | 128
ST15 | (ii) | Case weighing from101kgs to 500kgs. | Each case | 178.1 | 178.1 | 193.2 | 193.2 | 213 | 213 | 241.3 | 241.3
ST16 | (iii) | Case containg fragile items and weighing more than 501kgs and up to 1MT | Each case | 356.3 | 284.6 | 386.5 | 308.7 | 426.1 | 340.3 | 482.7 | 385.48
ST17 | (iv) | for LTAC panel | Each | 237.9 | 237.9 | 258 | 258 | 284.4 | 284.4 | 322.12 | 322.12
ST18 | v(a) | 70KN Normal disc insulator | Each | 1 | 1 | 1 | 1 | 1.1 | 1.1 | 1.27 | 1.27
ST19 | v(b) | 120KN Normal disc insulator | Each | 1.25 | 1.25 | 1.25 | 1.25 | 1.4 | 1.4 | 1.59 | 1.59
ST20 | v(c) | 160KN Normal disc insulator | Each | 1.5 | 1.5 | 1.5 | 1.5 | 1.7 | 1.7 | 1.9 | 1.9
ST21 | vi(a) | 70KN Anti-fog disc insulator | Each | 1.25 | 1.25 | 1.25 | 1.25 | 1.4 | 1.4 | 1.59 | 1.59
ST22 | vi(b) | 120KN Anti-fog disc insulator | Each | 1.5 | 1.5 | 1.5 | 1.5 | 1.7 | 1.7 | 1.9 | 1.9
ST23 | vi(c) | 160KN Anti-fog disc insulator | Each | 2 | 2 | 2 | 2 | 2.2 | 2.2 | 2.54 | 2.54
| (vii) | Loading / Un loading and stacking charges for 70KN /120KN SRC insulators.
ST24 | (a) | 132kV | Each string | 2 | 2 | 2 | 2 | 2.2 | 2.2 | 2.54 | 2.54
ST25 | (b) | 220kV | Each string | 2 | 2 | 2.5 | 2.5 | 2.8 | 2.8 | 3.17 | 3.17
ST26 | (viii) | Loading / Un loading and stacking charges for 120KN /160KN SRC insulators for 400kV . | Each string | 3 | 3 | 3 | 3 | 3.3 | 3.3 | 3.7 | 3.7
| 5 | Cases containing Control & Relay Panels
ST27 | (a) | 33kV | Each | 237.9 | 237.9 | 258 | 258 | 284.4 | 284.4 | 322.12 | 322.12
ST28 | (b) | 132kV and 220kV | Each | 296.5 | 296.5 | 321.6 | 321.6 | 354.5 | 354.5 | 401.56 | 401.56
| 6 | Cases containing CTs, PTs, CVTs
ST29 | (i) | 11kV to 33kV Rating | Each case | 71.7 | 71.7 | 77.8 | 77.8 | 85.8 | 85.8 | 97.22 | 97.22
ST30 | (ii) | Above 33kV and up to 132kV | Each case | 358.4 | 358.4 | 388.7 | 388.7 | 428.5 | 428.5 | 485.34 | 485.34
ST31 | (iii) | 220kV Rating | Each case | 534.4 | 534.4 | 579.6 | 579.6 | 639 | 639 | 723.78 | 723.78
| 7 | Cases containing LAs
ST32 | (i) | 33kV | Each case | 16.3 | 16.3 | 16.3 | 16.3 | 18 | 18 | 20.42 | 20.42
ST33 | (ii) | 132kV | Each case | 178.1 | 178.1 | 193.2 | 193.2 | 213 | 213 | 241.3 | 241.3
ST34 | (iii) | 220kV | Each case | 237.9 | 237.9 | 258 | 258 | 284.4 | 284.4 | 322.12 | 322.12
| 8 | Loading / Un-Loading of
ST35 | 1 | 33kV Breaker | Each set | 712.6 | 712.6 | 772.9 | 772.9 | 852.1 | 852.1 | 965.18 | 965.18
ST36 | 2 | 132kV CB | Each set | 1424 | 1424 | 1544.6 | 1544.6 | 1702.8 | 1702.8 | 1928.88 | 1928.88
ST37 | 3 | 220kV SF6 CB | Each set | 1779.2 | 1779.2 | 1929.8 | 1929.8 | 2127.5 | 2127.5 | 2409.89 | 2409.89
ST38 | 4 | Station Transformer (100KVA) | Each set | 296.5 | 296.5 | 296.5 | 296.5 | 326.9 | 326.9 | 370.25 | 370.25
ST39 | 5 | Station Transformer (250KVA) | Each set | 355.2 | 355.2 | 355.2 | 355.2 | 391.6 | 391.6 | 443.56 | 443.56
ST40 | 6 | 220V 80AH Battery (Conventional) (Lead Acid) | Set | 593.1 | 593.1 | 643.3 | 643.3 | 709.2 | 709.2 | 803.33 | 803.33
ST41 | 7 | 220V 80AH Battery (VRLA) (Maintenance Free) | Set | 416 | 416 | 451.2 | 451.2 | 497.4 | 497.4 | 563.41 | 563.41
ST42 | 8 | 220V 200AH Battery (Conventional) (Lead Acid) | Set | 651.7 | 651.7 | 706.9 | 706.9 | 779.3 | 779.3 | 882.78 | 882.78
ST43 | 9 | 220V 400AH Battery | Set | 949.3 | 949.3 | 1029.7 | 1029.7 | 1135.2 | 1135.2 | 1285.92 | 1285.92
ST44 | 10 | 220V Battery Charger with DC distribution Board | Set | 356.3 | 356.3 | 386.5 | 386.5 | 426.1 | 426.1 | 482.7 | 482.7
ST45 | 11 | DCDB for battery Charger. | Each | 118.4 | 118.4 | 128.4 | 128.4 | 141.6 | 141.6 | 160.37 | 160.37
ST46 | 12 | 132kV Hardware single | Set | 8.4 | 8.4 | 9.1 | 9.1 | 10 | 10 | 11.32 | 11.32
ST47 | 13 | 132 KV Hardware double | Set | 8.7 | 8.7 | 9.4 | 9.4 | 10.4 | 10.4 | 11.74 | 11.74
ST48 | 14 | 220 kV Hardware single | Set | 11.8 | 11.8 | 12.8 | 12.8 | 14.1 | 14.1 | 15.97 | 15.97
ST49 | 15 | 220 KV Hardware double | Set | 12.5 | 12.5 | 13.6 | 13.6 | 15 | 15 | 17.03 | 17.03
ST50 | 16 | 220 KV Isolators, without insulators including machanism box | Set | 356.3 | 356.3 | 386.5 | 386.5 | 426.1 | 426.1 | 482.7 | 482.7
ST51 | 17 | 220kV Solid core insulators | Each | 47.8 | 47.8 | 51.8 | 51.8 | 57.1 | 57.1 | 64.63 | 64.63
ST52 | 18 | 132 KV Isolators (without soild core insulators) | Each | 267.2 | 267.2 | 289.8 | 289.8 | 319.5 | 319.5 | 361.89 | 361.89
ST53 | 19 | 132kV Solid core insulators | Each | 29.3 | 29.3 | 31.8 | 31.8 | 35.1 | 35.1 | 39.78 | 39.78
ST54 | 20 | 33 KV Isolators (without soild core insulators) | Each | 118.4 | 118.4 | 128.4 | 128.4 | 141.6 | 141.6 | 160.37 | 160.37
ST55 | 21 | 33kV Solid core insulators | Each | 3.3 | 3.3 | 3.6 | 3.6 | 4 | 4 | 4.55 | 4.55
ST56 | 22 | Vibration dampers, mid span compression joints, repair sleeves, clamps & connectors etc | 100 Nos | 118.4 | 118.4 | 128.4 | 128.4 | 141.6 | 141.6 | 160.37 | 160.37
| 23 | Capacitor Banks
ST57 | a | 5 MVAR | Set | 949.3 | 949.3 | 1029.7 | 1029.7 | 1135.2 | 1135.2 | 1285.92 | 1285.92
ST58 | b | Neutral C.T. | Each | 65.2 | 65.2 | 70.7 | 70.7 | 77.9 | 77.9 | 88.22 | 88.22
ST59 | 24 | Scrap items like MS Scrap, GI Scrap, Ferrous Scrap etc,. | Per MT | 178.1 | 178.1 | 193.2 | 193.2 | 213 | 213 | 241.3 | 241.3
ST60 | 25 | Scrap items like Conductor scrap, Earth wire Scrap, etc,. | Per MT | 237.9 | 237.9 | 258 | 258 | 284.4 | 284.4 | 322.12 | 322.12
ST61 | 26 | Bolts & Nuts weighing 50 Kgs bags including springs washers, flat washers. | Each bag | 5.4 | 5.4 | 5.9 | 5.9 | 6.5 | 6.5 | 7.4 | 7.4
ST62 | 27 | 3 1/2 Core LTAC Cable bits (loose) by measuring and load / unload (up to 500 Meters, limited to Rs.142 per Bit (Maximum) | Mts | 0.55 | 0.45 | 0.6 | 0.5 | 0.7 | 0.6 | 0.74 | 0.63
ST63 | 28 | Cable bits (loose) up to 6 Core by measuring and load / un load.( up to 500 Meters, limited to Rs.106 per Bit (Maximum) | Mts | 0.5 | 0.5 | 0.5 | 0.5 | 0.6 | 0.6 | 0.63 | 0.63
ST64 | 29 | Cable bits (loose) above 6 Core by measuring and load / un load.(up to 500 Meters, limited to Rs.142 per Bit (Maximum) | Mts | 0.75 | 0.75 | 0.8 | 0.8 | 0.9 | 0.9 | 1.06 | 1.06
ST65 | 30 | Copper Scrap | Per MT | 142.3 | 142.3 | 154.3 | 154.3 | 170.1 | 170.1 | 192.63 | 192.63
ST66 | 31 | Battery Scrap | Per MT | 148.8 | 148.8 | 161.4 | 161.4 | 177.9 | 177.9 | 201.52 | 201.52
ST67 | 32 | Capacitor units Scrap | Each | 5.4 | 3.3 | 7 | 7 | 7.7 | 7.7 | 8.67 | 8.67
ST68 | 33 | 33kV Breaker Limb | Each | 130.3 | 130.3 | 130.3 | 130.3 | 143.6 | 143.6 | 162.7 | 162.7
ST69 | 34 | 132kV Breaker Limb | Each | 296.5 | 296.5 | 321.6 | 321.6 | 354.5 | 354.5 | 401.56 | 401.56
ST70 | 35 | 220kV Breaker Limb | Each | 426.9 | 426.9 | 463 | 463 | 510.4 | 510.4 | 578.12 | 578.12
ST71 | 36 | Tyres scrap of all sizes | Each | 14.2 | 7.2 | 15.4 | 7.8 | 17 | 8.6 | 19.25 | 9.73
ST72 | 37 | Empty oi drums | Barrel | 5 | 5 | 5.4 | 5.4 | 6 | 6 | 6.77 | 6.77
ST73 | 38 | Full oil drums | Barrel | 29.7 | 29.7 | 32.2 | 32.2 | 35.5 | 35.5 | 40.2 | 40.2
ST74 | 39 | 220V, 200AH Battery (VRLA) (Maintenance free) | Set | New item | New item | 495 | 495 | 545.7 | 545.7 | 618.1 | 618.1
ST75 | 40 | 220kV Bushing | Each | New item | New item | 200 | 200 | 220.5 | 220.5 | 249.76 | 249.76
ST76 | 41 | 132kV Bushing | Each | New item | New item | 100 | 100 | 110.2 | 110.2 | 124.83 | 124.83
ST77 | 42 | 33kV Bushing | Each | New item | New item | 25 | 20 | 27.6 | 22 | 31.31 | 24.97
0
| Note: | - If loading / Un loading is done with Crane, 1/3 rd Charges are to be paid towards labour charges and remaining amount is towards crane hire charges.Example: Loading charges of 100 kVA Station Transformer is Rs. 326.90/- and in case is loaded by using a crane then labour charges would be Rs.109.00 & crane hire charges would be Rs.217.90.
| II. | Loading and Un loading and counting at Stores for check measuring and Stock Verificaiton Purpose
Sl. No. | Item No. | Description of Item |  | Unit | SSR Rate for 2011-12 | Unit | SSR Rate for 2012-13 |  | Unit | Unit | SSR for 2015-16
ST78 | 43 | Tower parts counting on part wise and restocking at stores yard ( for stock verification purpose) |  | Per MT | 59.7 | Per MT | 64.8 |  | Per MT | Per MT | 80.93
ST79 | 44 | Labour charges for weighing and restocking of GI Tower Parts or Bolts & Nuts, Washers (for stock verification purpose) |  | Per MT | 237.9 | Per MT | 258 |  | Per MT | Per MT | 322.12
ST80 | 45 | Labour charges for loading and unloading of ACSR, AAA Conductor & Earth wire bits for weighiment (for stock verification purpose). |  | Per MT | 237.9 | Per MT | 258 |  | Per MT | Per MT | 322.12
ST81 | 46 | Counting and Restocking of Hardware (Iron parts, Al jumper cones, Al Tensition cones, PA rods, Arcing horns, Al grippers etc) (for stock verification purpose) |  | Each set | 3.6 | Each set | 3.9 |  | Each set | Each set | 4.87
ST82 | 47 | Counting and Restocking of 220kV & 132kV Line accessories like Dampers, MSC Joints, Repair sleeves, PA rods, D- Shackles Links, Earthing sets, Hangers, Counter Poise Earthing Clamps etc (for stock verification purpose) |  | Each set | 1.2 | Each set | 1.3 |  | Each set | Each set | 1.59
ST83 | 48 | Counting and restocking of insulators of various capacities (for stock verification purpose) |  | Each | 1.2 | Each | 1.3 |  | Each | Each | 1.59
ST84 | 49 | Loading of Assorted tower parts from different places by observing part wise and loading in to lorry at stores |  | Per MT | 178.1 | Per MT | 193.2 |  | Per MT | Per MT | 241.3
ST85 | 50 | For Opening and Repacking of Packing of Panels for check measuring purpose |  | Each | 35.8 | Each | 38.8 |  | Each | Each | 48.45
| 51 | For Opening and Repacking of Packing of Breakers for check measuring purpose
ST86 | (a) | 220 kV |  | Each | 118.4 | Each | 128.4 |  | Each | Each | 160.37
ST87 | (b) | 132 kV |  | Each | 83.6 | Each | 90.7 |  | Each | Each | 113.3
ST88 | (c) | 33 kV |  | Each | 35.8 | Each | 38.8 |  | Each | Each | 48.45
ST89 | 52 | For Opening and Repacking of Packing of Fragile Materials, and Small Packages like wooden, Cartoon Boxes etc., for check measuring purposes. |  | Each | 17.8 | Each | 19.3 |  | Each | Each | 24.12
| III | Crane Hire charges:(for departmental works at the premises)
Sl. No. | Item No. | Description of Item |  | Unit | SSR Rate for 2011-12 | Unit | SSR Rate for 2012-13 |  | Unit | Unit
| 53 | For 2 to 8 Tonne Capacity crane
ST90 |  | i.For Ist hour |  | Hour | 1742 | Hour | 1889 |  | Hour | Hour | 2358.9
ST91 |  | ii.For every hour or part thereof after Ist hour |  | Hour | 791 | Hour | 858 |  | Hour | Hour | 1071.5
| 54 | For 8 to 20 Tonne Capacity crane
ST92 |  | i.For Ist hour |  | Hour | 2716 | Hour | 2946 |  | Hour | Hour | 3678.88
ST93 |  | ii.For every hour or part thereof after Ist hour |  | Hour | 905 | Hour | 982 |  | Hour | Hour | 1226.26
| 55 | For above 20 Tonne Capacity crane
ST94 |  | i.For Ist hour |  | Hour | 4188 | Hour | 4543 |  | Hour | Hour | 5673.25
ST95 |  | ii.For every hour or part thereof after Ist hour |  | Hour | 1472 | Hour | 1597 |  | Hour | Hour | 1994.36
| IV | Sparing of Departmental vehicle to the contractor:
Sl. No. | Item No. | Description of Item |  | Unit | SSR Rate for 2011-12 | Unit | SSR Rate for 2012-13 |  | Unit | Unit
ST96 | 56 | Sparing of Departmental vehicle(Lorry) to the contractor is under emergency only. When departmental lorry is engaged to the Contractor on a particular day an amount per day or part there of should be recovered for a total KM run up to 100KM on that day plus for every additional KM rate, which ever is higher. The run to be worked out taking initial reading at starting point and closing reading after returing the same starting point duly completing the transport work. |  | Per day | 2283.2 | Per day | 2476 |  | Per day | Per day | 3091.99
|  |  |  | Plus additional KM | 19 | Plus additional KM | 20.6 |  | Plus additional KM | Plus additional KM | 25.71
ST97 | 57 | Providing Transportation to Officers | [6 empty] | Rs./km | Rs./km | 5.29
Note:
| 1 | When the departmental lorry is used for transport of fragile and costly equipment, they have to be insured by the contractor in first place before transport and the same will be claimed in the respective work bill.
| 2 | If the crane is given on hire to other than TSTRANSCO works, the rate is a minimum of Rs24309.3/-(Rs.1013-per hr X 24Hrs) + (Fuel cost & lubricants) per day or part thereoff and the time is to be reckoned from the time of leaving department premises till reaching back.
Sd/-(D.PRABHAKAR RAO)
CHAIRMAN &MANAGING DIRECTOR
// FORWARD BY ORDER //
DIVISIONAL ENGINEER-I
O/o Chief Engineer(Transmission)
TSTRANSCO
Vidyut Soudha, Hyderabad
[7 empty] | 20592 |  | 22701.4
945.8917
22344

## Annexure-IV
ANNEXURE -IV
TRANSPORT OF EQUIPMENTS / MATERIALS
Sl.No. | Item No. | Description of Item | Per Load
The following are the minimum materials / equipment, for each load. One Load = 9.0 MT
| 1 | CTs, PTs, & CVTs:
T.1 | 1.a | 220 kV | 2 Nos.
T.2 | 1.b | 132 kV | 3 Nos.
T.3 | 1.c | 33 kV | 12 Nos.
NOTE: For transport of 220kV CTs, PTs &CVTs extra provison of Rs.180/- may be added for each load towards labour for clearing the obstructions like electrically and telephone lines as the equipment are very tall.
| 2 | SF6 Circuit Breakers:
T.4 | 2.a | 220 kV | 1/2 sets
T.5 | 2.b | 132 kV | 2/3 sets
T.6 | 2.c | 33 kV | 2 Nos.
| 3 | Isolators with or without Earth switch including post type insulators:
T.7 | 3.a | 220 kV | 1 set.
T.8 | 3.b | 132 kV | 2 Sets
T.9 | 3.c | 33 kV | 8 Nos.
| 4 | Lighting Arrestors:
T.10 | 4.a | 220 kV | 6 Nos.
T.11 | 4.b | 132 kV | 6 Nos.
T.12 | 4.c | 33 kV | 24 Nos.
| 5 | Control & Relay panels: | 6 Nos.
| 6 | ACSR Conductor and Earth wire drums:
T.13 | 6.a | ACSR moose | 3Nos.
T.14 | 6.b | ACSR Zebra | 4Nos.
T.15 | 6.c | ACSR Panther | 6Nos.
T.16 | 6.d | Earth wire of 2 km per each drum | 8Nos.
T.17 | 6.e | Earth wire of 3 km per each drum | 6 Nos.
T.18 | 6.f | CABLE DRUMS | 10Nos.
| 7 | Disc Insulators
T.19 | 7.a | 70 KN | 1000 Nos.
T.20 | 7.b | 120KN | 800 Nos.
| 8 | Silicon Rubber Insulators
T.21 | 8.a | 70 KN | 275 Nos.
T.22 | 8.b | 120KN | 228 Nos.
| 9 | Wave Traps
T.23 | 9.a | 220kV | 6 Nos.
T.24 | 9.b | 132kV | 16 Nos.
Sd/-(D.PRABHAKAR RAO)
CHAIRMAN &MANAGING DIRECTOR
// FORWARD BY ORDER //
DIVISIONAL ENGINEER-I
O/o Chief Engineer(Transmission)
TSTRANSCO
Vidyut Soudha, Hyderabad

## ANNEXURE-V
ANNEXURE -V
PRICES FOR ERECTION AND OIL FILTERATION WORKS OF 220KV AND 132KV POWER TRANSFORMERS ON RATE CONTRACT BASIS VALID UPTO 31-03-2017
Sl. No | DESCRIPTION | UNIT | (Up to and including 16MVA PTRs) | (Above 16MVA and up to and including 31.5 MVA) | (Above 31.5MVA and up to and including 50MVA) | (Above 50MVA and up to and including 80MVA) | (Above 80MVA and up to and including 100MVA) | (Above 100MVA and up to and including 200MVA)
A | Job involving labour portion
1 | Mobilization of men, Loading, Unloading, Transportation of men,T&P such as wooden sleepers, winch jacks, packing pieces etc., any where inTelangana state required for handling the power transformers. Note: Only 1 no. mobilisation to be allowed for a work. Either 1(a) or 1(b) are applicable.
(a) | where dismantling, loading/unloading and erection work of PTR is taken up. | LS | 15660 | 15660 | 15660 | 25000 | 32480 | 32480
(b) | where dimantling, loading/unloading work of PTR is exclusively takenup (erection works of PTR not involved) | LS | 15660 | 15660 | 15660 | 25000 | 32480 | 32480
(c ) | 2nd Mobilisation is applicable only where plinth modification works are involved as per field condition and mobilization done for the 2nd time. Note: The concerned Superintending Engineer/OMC or O&M shall issue necessary certification for the same. | 50% LS | 7830 | 7830 | 7830 | 12500 | 16240 | 16240
2 | Mobilization of 10 KL / 20KL / 40 KL oil tanker including Loading & Unloading and return trip charges
a | 10KL oil Tanker | LS | 15000 | 15000 | 15000 | 15000 | 15000 | 15000
b | 20KL oil Tanker | LS | 17000 | 17000 | 17000 | 17000 | 17000 | 17000
c | 40KL oil Tanker | LS | NA | NA | NA | NA | 25000 | 25000
3 | Mobilization of 6 KL oil filter machine including Loading & Unloading and return trip charges | LS | 10000 | 10000 | 10000 | 10000 | 10000 | 10000
4(a) | Loading or unloading of power transformer main tank without oil including all accessories (bushings, radiators, pipe line, FCC, RTCC panels, conservator tank, LA set frames, A frame and header etc., duly making all arrangements in full shape | LS | 20385 | 35216 | 35216 | 40513 | 40513 | 57188
4(b) | Loading or unloading of power transformer main tank with oil including all accessories (bushings, radiators, pipe line, FCC, RTCC panels, conservator tank, LA set frames, A frame and header etc., duly making all arrangements in full shape | LS | 20385 | 35216 | 35216 | 40513 | 40513 | 57188
5 | Shifting of accessories of transformers like radiator, conservator tank, pipe line, fans, headers, DM box, FCC and oil barrels etc., from place of storage to work spot and vice versa of transformers. (Rate to be quoted for 100MVA and above) | Job | NA | NA | NA | NA | 8000 | 10000
6 | Loading / unloading of full transformer oil barrels. | Barrel | 38 | 38 | 38 | 38 | 38 | 38
7 | Loading / unloading of empty oil barrels | Barrel | 6 | 6 | 6 | 6 | 6 | 6
8 | Providing of oil tanker on daily hire charges
a | 10 KL capacity | per day | 1500 | 1500 | 1500 | 1500 | 1500 | 1500
b | 20 KL capacity | per day | 2600 | 2600 | 2600 | 2600 | 2600 | 2600
c | 40 KL capacity | per day | NA | NA | NA | NA | 5000 | 5000
9 | Turning the transformer through 90 degrees including making arrangements in full shape. | Each | 1531 | 3318 | 3318 | 8677 | 8677 | 11229
10 | Turning the transformer through 180 degrees including making arrangements in full shape and assembled with all accessories. | Each | 2900 | 6635 | 6635 | 16936 | 16936 | 22040
11 | Dragging of transformer tank (without oil) and assembled with all accessories wherever necessary including making all arrangements for dragging the transformer, fixing of wheels complete.
a | Upto 15 Mtrs. | LS | 7714 | 10000 | 11547 | 11547 | 11547 | 11547
b | Over and above 15 Mtrs ( Rate per RMT) | RMT | 557 | 578 | 578 | 770 | 770 | 770
12 | Dragging of transformer tank with oil filled and assembled with all accessories wherever necessary including making all arrangements for dragging the transformer, fixing of wheels complete.
a | Upto 15 Mtrs. | LS | 8668 | 11547 | 11547 | NA | NA | NA
b | Over and above 15 Mtrs (Rate per RMT) | RMT | 578 | 578 | 578 | NA | NA | NA
13 | Erection of transformer bushings
a | 33 kV Neutral and tertiary bushings | Each | 1400 | 1400 | 1400 | 1400 | 1400 | 1400
b | 132 kV bushings along with turrets | Each | 3500 | 3500 | 3500 | 3500 | 3500 | 3500
c | 220 kV bushings along with turrets | Each | NA | 5000 | 5000 | 5000 | 5000 | 5000
14 | Erection of Power transformer including alignment of transformer power etc., vice versa, Opening of crates and keep ready for erection of accessories of transformers, erection of main conservator tank, radiators, Pronal bag testing and commissioning, Erection of air blowers (cooling fans) including frames and control cubical etc., erection of driving mechanism box, bevel gear of OLTC, erection of OLTC conservator tank with stand and pipe line for the same including fixing of OLTC surge relay and breather, erection of Thermometer, pressure Relief valve and vent pipe etc., duly making all arrangements in full shape including providing of stoppers to transformer wheels on 4 sides duly welding angle pieces on rail poles. | LS | 29000 | 29000 | 34500 | 34500 | 51465 | 52000
15 | Erection of detachable OLTC including connecting internal jumper with OLTC to tap winding. | Each | 8166 | 8166 | 8166 | 16333 | 16333 | 16333
16(a) | Erection of LA frame on HV side | Job | 1500 | 1500 | 1500 | NA | NA | NA
16(b) | Erection of LA frame on LV side | Job | 800 | 800 | 800 | NA | NA | NA
17 | Erection of 'A' frame header pipes and bends for separate cooler bay. | Job | NA | 18000 | 22968 | 34000 | 36749 | 41342
18 | Erection of all indicating instruments, panels etc., pertaining to the transformer (excluding wiring). | LS | 2500 | 2500 | 3480 | 4060 | 4060 | 4640
19 | Complete wiring up of the transformer indicating systems cooler control fans and motor driving mechanism of OLTC panel providing suitable ferrules and lugs. | LS | 9192 | 11951 | 11951 | 13253 | 13253 | 17355
20 | Laying of cables for the transformers which are received without internal wiring on the transformer and complete wiring of the transformer on the tank F.C.C, D.M. box etc in dressing & termination with ferrules and lugs including cost of ferrules and lugs | Job | 6612 | 8500 | 8816 | 9000 | 12000 | 15000
Filteration of oil :
21 | Filteration of new oil including Laying of L.T.Cable from AC Supply point to filter connecting Pipes etc, from filter to transformer and back to filter and Vice-versa. | KL | 3000 | 3000 | 3000 | 3000 | 3000 | 3000
b | Filteration of old oil including Laying of L.T.Cable from AC Supply point to filter connecting Pipes etc, from filter to transformer and back to filter and Vice-versa. | KL | 4500 | 4500 | 4500 | 4500 | 4500 | 4500
c | Filteration of old oil for flushing etc.,including Laying of L.T.Cable from AC Supply point to filter connecting Pipes etc, from filter to transformer and back to filter and Vice-versa before filling the filtered oil. | KL | 3500 | 3500 | 3500 | 3500 | 3500 | 3500
22 | Oil topping for transformer through oil filter (only for O&M works) | KL | 1100 | 1100 | 1100 | 1100 | 1100 | 1100
23 | Dry out of transformer as detailed below :
| After removal of bushings and replacement of gaskets, the bushing turrets and radiator butterfly valves are fitted with blanking plates. The transformer is evacuated wit the aid of a vacuum pump, simultaneously the entire oil in the transformer is circulated in separate transformer oil tank till it reaches a temperature of 65 deg C, after evacuation for 24 hrs nitrogen is filled into the transformer and allowed to stay for 12 hrs the nitrogen is evacuated and oil is filled and circulated for 24 hours, the oil is again removed from the transformer tank and it is simultaneously put under vacuum, the moisture removal is excellent as the vacuum is applied to a hot winding, this procedure is repeated for 3 cycles or till the recovery of moisture from vacuum pump is bare minimum. The new oil (or old oil itself if oil is not replaced) is filtered in a separate tank after filling from drums, after it achieves required BDV (> 60 KV for old transformer oil and > 70 for new transformer oil) , the oil is transferred to main tank, the oil is topped up to tank level and the bushings are erected, the entire transformer is put under filteration till the required values are achieved. | KL | 4942 | 4942 | 4942 | 4942 | 4942 | 4942
Draining of oil from main tank of the transformer as directed by the TSTRANSCO Engineer at site :
(a) | Draining of oil from main tank of the transformer into empty oil drums and stacking them neatly. | KL | 350 | 350 | 350 | 350 | 350 | 350
(b) | Draining of oil from main tank of the transformer into oil tanker during internal inspection/ minor repairs/transportation of drained oil etc. | KL | 300 | 300 | 300 | 300 | 300 | 300
25 | Earthing :
24 | Removal of HV, LV, Neutral and Body earthing on both sides for the existing Power Transformer including FCC box and OLTC DM box | LS | 2088 | 2088 | 2088 | 2204 | 2204 | 2204
b | Labour charges for laying of existing earth flat, cost of flat not applicable
(I) | 50x8 mm MS flat | RMT | 62 | 62 | 62 | 62 | 62 | 62
(ii) | 100 x 16 mm MS flat | RMT | 79 | 79 | 79 | 79 | 79 | 79
(iii) | 50 x 8 mm GI flat | RMT | 62 | 62 | 62 | 62 | 62 | 62
(iv) | 100 x 16 mm GI flat | RMT | 79 | 79 | 79 | 79 | 79 | 79
26 | Arresting of oil leakages of radiator at site | Each | 3967 | 5050 | 5100 | 5100 | 5100 | 5100
27 (a) | Hiring of crane for Lifting of Core and winding for replacement of gaskets / internal inspection ( in case of PTRs where core & windings are topcover mounted)
i | 40 MT | Per day | 99985 | 99985 | 99985 | 99985 | 99985 | 99985
ii | 75 MT | Per day | 130000 | 130000 | 130000 | 130000 | 130000 | 130000
iii | 100 MT | Per day | 200000 | 200000 | 200000 | 200000 | 200000 | 200000
27 (b) | Over and above 1 day subject to maximum of 2 days
i | 40 MT | Per Hr. | 10000 | 10000 | 10000 | 10000 | 10000 | 10000
ii | 75 MT | Per Hr. | 15000 | 15000 | 15000 | 15000 | 15000 | 15000
iii | 100 MT | Per Hr. | 20000 | 20000 | 20000 | 20000 | 20000 | 20000
27( c) | Hiring of crane for lifting of top cover for replacement of gaskets/internal inspection etc. | Per Job | 10000 | 10000 | 10000 | 12000 | 12000 | 12000
28 | Service charges for Internal inspection of power transformer | Job | 25000 | 25000 | 25000 | 25000 | 25000 | 25000
29 | Dismantling of 3 Nos. LAs on LV side, LA supporting frame, connecting jumpers for movement of PTRs. | Job | 2807 | 2807 | 2807 | 5742 | 5742 | 5742
30 | Dismantling of 3 Nos. LAs on HV side, LA supporting frame, connecting jumpers for movement of PTRs. | Job | 4976 | 4976 | 4976 | 6500 | 6500 | 6500
31 | Dismantling of defective bushing and erection of new bushing including all connected works including oil draining and re-filling but excluding oil filteration work (only for O&M works).
a | 220 KV Bushing including turrets | Each | NA | 12474 | 12474 | 12474 | 12474 | 12474
b | 132 KV Bushing including turrets | Each | 8316 | 8316 | 8316 | 8316 | 8316 | 8316
c | 33 KV Bushing | Each | 2079 | 2079 | 2079 | 2079 | 2079 | 2079
d | Tertiary/ Neutral Bushing | Each | 2079 | 2079 | 2079 | 2079 | 2079 | 2079
32 | Dismantling of power transformer i.e., dismantling of HV, LV neutral bushings, radiators, conservator tank, pipe line headers, 'A' frame, cooling fans, wheels, OLTC conservator, turrets, & structures both on HV & LV side, DM box, FCC etc. duly making all arrangements in full shape | LS | 26004 | 29855 | 29855 | 37468 | 37468 | 44080
33 | Dismantling of HV turrets for 132 KV transformer, HV and LV turrets for 220 KV transformer & Radiator valves to facilitate replacement of gaskets (only for O&M works) | Job | 1218 | 2042 | 2042 | 3500 | 7656 | 7656
34 | Dismantling, overhauling, dehydration of cooler fan motors, checking the bearings, replacing the bearings if required (except rewinding of motor)
a | < 1 HP | Per Fan | 2898 | 2898 | 2898 | 2898 | 2898 | 2898
b | > 1HP | Per Fan | 2898 | 2898 | 2898 | 2898 | 2898 | 2898
B | Job involving Only Material Portion
1 | Supply of Brass casted LV / HV bushings connectors to suit pad clamps of jumpers (Finished weight) | Nos | 400 | 400 | 400 | 400 | 400 | 400
2 | Supply of Pad Clamps | Nos | 639 | 639 | 639 | 639 | 639 | 639
3 | Supply of a)HV Clamps | Each | 688 | 688 | 688 | 688 | 688 | 688
| Supply of b)LV Clamps | Each | 1284 | 1284 | 1284 | 1284 | 1284 | 1284
4 | Supply of Breather
a | 5Kgs | Each | 5800 | 5800 | 5800 | 5800 | 5800 | 5800
b | 2 Kgs | Each | 3000 | 3000 | 3000 | 3000 | 3000 | 3000
5 | Supply of top cover GI bolts and nuts | Kg. | 84 | 84 | 84 | 84 | 84 | 84
6 | Supply of cooling fans | Nos | 9630 | 9630 | 9630 | 12000 | 12000 | 20063
7 | Supply of a) WTI | Nos | 10700 | 10700 | 10700 | 10700 | 12000 | 12000
| Supply of b) OTI | Nos | 9630 | 9630 | 9630 | 9630 | 10800 | 10800
8 | Supply of Radiator Valves | Nos | 1070 | 1070 | 1070 | 1070 | 1200 | 1200
9 | Supply of Bucholtz relay | Nos | 4280 | 4280 | 4280 | 4280 | 4280 | 4280
10 | Supply of PRV | Nos | 14850 | 14850 | 16050 | 16050 | 16050 | 16050
11 | Supply of butterfly valves | Nos | 4000 | 4000 | 4000 | 4000 | 4000 | 4000
12 | Supply of OSR | Nos | 10500 | 10500 | 10500 | 10500 | 10500 | 10500
13 | Rewinding of Cooling Fans
a | < 1 HP | Per Fan | 3500 | 3500 | 3500 | 3500 | 3500 | 3500
b | > 1HP | Per Fan | 5000 | 5000 | 5000 | 5000 | 5000 | 5000
C | Job involving Material and Labour Portion
1 | Supply and filling of N2 gas / dry air with -60°C dew point during draining of transformer oil/ transportation / dry out process | Per Cylinder | 1939 | 1939 | 1939 | 1939 | 1939 | 1939
2 | Arrangement of vaccum filling by Nitrogen gas / dry air with -60°C dew point for the power transformer within the prescribed time duration in case of PTRs received at site with nitrogen gas filled. | Per Cylinder | 1939 | 1939 | 1939 | 1939 | 1939 | 1939
3 | Spray painting of entire transformer with two coats of best quality synthetic enamel paint of colour, cleaning throughly with wire brush, as required by TSTRANSCO of approved make including cost of paint, cost of brushes, labour charges etc., complete and as directed by the TSTRANSCO Engineer
(a) | with applying 1 coat of red oxide | LS | 14412 | 16800 | 19800 | 23500 | 25000 | 30000
(b) | without applying 1 coat of red oxide | LS | 11838 | 13800 | 17800 | 18000 | 22750 | 25000
4 | Earthing
a | Provision of HV , LV, Neutral and body earthing on both sides of main tank FCC and OLTC DM box including cost of required material, bolts & nuts etc. complete.(Includes cost of the flat and labour charges for erection of the same)
(I) | 50x8 mm MS flat | RMT | 216 | 216 | 216 | 216 | 216 | 216
(ii) | 100 x 16 mm MS flat | RMT | 802 | 802 | 802 | 802 | 802 | 802
(iii) | 50 x 8 mm GI flat | RMT | 284 | 284 | 284 | 284 | 284 | 284
(iv) | 100 x 16 mm GI flat | RMT | 1003 | 1003 | 1003 | 1003 | 1003 | 1003
b | Providing of flexible copper jumpers for HV/LV neutrals | Each | 1019 | 1019 | 1019 | 1019 | 1019 | 1019
5 | Cleaning the old gasket material, preparation of gaskets for replacement of old gaskets, supply of required RC 70C grade gaskets, replacement of oil seals of nitrile rubber, Teflon and nylon, replacing the same with identical washers of the same material including Dismantling and erection of flanges and valves fitted to the transformer for replacement of gaskets for the following
a | Top Cover | LS | 20073 | 26406 | 26406 | 41906 | 41906 | 57664
b | Excluding top cover | LS | 13382 | 17604 | 17604 | 27937 | 27937 | 38442
c | Erection gasket set | LS | 9750 | 10778 | 10778 | 19173 | 19173 | 20182
6 | Fabrication of required dummy plates | Kg. | 70 | 70 | 70 | 70 | 70 | 70
7 | Providing New Fan control cubical duly including 1 No. motor protection circuit breaker, 1 No. single phase preventor, 1 No. counter contactor and new wiring to meet requirement as per standard / latest drawing. | per Fan | 8000 | 8000 | 8000 | 8000 | 8000 | 8000
D | Transportation
1 | Transportation of power transformers main tank by mechanical trailer including return trip charges and excluding transit insurance | MT/KM | Rs.5.78 subject to minimum of Rs.60000 per movement | Rs.5.78 subject to minimum of Rs.60000 per movement | Rs.5.78 subject to minimum of Rs.73500 per movement | Rs.7.20 subject to minimum of Rs.94500 per movement | NA | NA
2 | Transportation of PTRs main tank weighing from 30MT to 70MT by hydraulic trailer including return trip charges and excluding transit insurance | MT/KM | Rs.23.89 subject to minimum of Rs.262500 per movement | Rs.23.89 subject to minimum of Rs.262500 per movement | Rs.23.89 subject to minimum of Rs.262500 per movement | Rs.23.89 subject to minimum of Rs.262500 per movement | Rs.23.89 subject to minimum of Rs.262500 per movement | Rs.23.89 subject to minimum of Rs.262500 per movement
3 | Transportation of PTRs main tank weighing from 71MT to 90MT by hydraulic trailer including return trip charges and excluding transit insurance | MT/KM | Rs.27.80 subject to minimum of Rs.500000 per movement | Rs.27.80 subject to minimum of Rs.500000 per movement | Rs.27.80 subject to minimum of Rs.500000 per movement | Rs.27.80 subject to minimum of Rs.514500 per movement | Rs.27.80 subject to minimum of Rs.514500 per movement | Rs.27.80 subject to minimum of Rs.514500 per movement
4 | Transportation of PTRs main tank weighing from 91MT to 120MT by hydraulic trailer including return trip charges and excluding transit insurance | MT/KM | Rs.32.00 subject to minimum of Rs.525000 per movement | Rs.32.00 subject to minimum of Rs.525000 per movement | Rs.32.00 subject to minimum of Rs.525000 per movement | Rs.32.00 subject to minimum of Rs.525000 per movement | Rs.32.00 subject to minimum of Rs.525000 per movement | Rs.32.00 subject to minimum of Rs.525000 per movement
5 | Transportation of power transformer accessories through lorries | MT/KM | Rs.5.78 subject to minimum of Rs.5250 per movement | Rs.5.78 subject to minimum of Rs.5250 per movement | Rs.5.78 subject to minimum of Rs.5250 per movement | Rs.5.78 subject to minimum of Rs.5250 per movement | Rs.5.78 subject to minimum of Rs.5250 per movement | Rs.5.78 subject to minimum of Rs.5250 per movement
6 | Transportation of full oil barrels from Source sub-station / Stores to sub-station | KL/KM | Rs.5.78 subject to minimum of Rs.5250 per movement | Rs.5.78 subject to minimum of Rs.5250 per movement | Rs.5.78 subject to minimum of Rs.5250 per movement | Rs.5.78 subject to minimum of Rs.5250 per movement | Rs.5.78 subject to minimum of Rs.5250 per movement | Rs.5.78 subject to minimum of Rs.5250 per movement
7 | Transportation of empty oil barrels from sub-station to stores/stores to substation. | Load / KM | Rs.37.00 subject to minimum of Rs.5170 per movement | Rs.37.00 subject to minimum of Rs.5170 per movement | Rs.37.00 subject to minimum of Rs.5170 per movement | Rs.37.00 subject to minimum of Rs.5170 per movement | Rs.37.00 subject to minimum of Rs.5170 per movement | Rs.37.00 subject to minimum of Rs.5170 per movement
Sd/-(D.PRABHAKAR RAO)
CHAIRMAN &MANAGING DIRECTOR
//FORWARD BY ORDER//
DIVISIONAL ENGINEER-I
O/o Chief Engineer (Transmission)
TSTRANSCO
Vidyut Soudha,Hyderabad
'file:///tmp/in/input.xls'#$ANNEXURE-V

## ANNEXURE -VI
ANNEXURE - VI
Rates for O&M works of EHT Lines & Substations
Sl. No. | Item No. | Description of work | Unit | Rate as per SSR in 2011-12 | Rate proposed in SSR 2012-13 (MF 1.084656) | SSR 2015-16 (Rs.)
(1) | (2) | (3) | (4) |  |  | (5)
OM1 | 1 | (a).Providing of Vibration dampers ( for 220 KV & 132 KV lines) (Excluding Material & Transportation cost) | Each | 89 | 96.5344 | 120.59
OM2 |  | (b). Providing of spacer damper for 400 KV twin Moose lines (Excluding Material & Transportation cost) | Each |  |  | 165.02
| 2 | Painting of towers with two coats of aluminum paint using Aluminum paint 1st grade containing 306 Kg of Aluminum paste for 18 liters of thinner 1st coat is to be applied before erection of towers and 2nd coat after stringing and half round welding including cost of paint, cost of brushes, labour charges etc., complete.
OM3 | (a | First coat of 1st Grade Aluminum Paint duly scratching and cleaning of towers including labour charges, cost of paint, brushes etc. | MT | 2844 | 3084.7617 | 3852.69
OM4 | (b | Labour charges for painting including scratching and cleaning of towers of 1st coat of Alluminum with out cost of paint & brushes. | MT | 797 | 864.4708 | 1079.01
OM5 | (c | (*) Second coat of 1st Grade Aluminium Paint duly scratching and cleaning of towers including labour charges, cost of pint, brushes, etc. | MT | 1664 | 1804.8676 | 2254.28
OM6 | (d | (*) Labour charges for painting including scratching and cleaning of towers of 2nd coat of Aluminum with out cost of paint & brushes. | MT | 452 | 490.2645 | 611.44
(*) : The requirement of 2nd coat is to be justified by the concerned Divisional Engineer/Executive Engineer before execution of the work.
| 3 | Painting of towers with single coat of red oxide paint of 1st Grade, including scratching and cleaning of towers.
OM7 | (a | One coat of 1st Grade Red Oxide Paint including labour charges for scratching and cleaning of towers including cost of paint, brushes etc. | MT | 1781 | 1931.7723 | 2412.96
OM8 | (b | Labour charges for painting of towers including scratching and cleaning of towers without cost of paint & brushes. | MT | 988 | 1071.6401 | 1338.18
OM9 | 4 | Providing of Arcing Horns for 132 KV line on both tower side and line side i.e. two per string (Excluding Material & Transportation cost)(with lefty & Pullies) | per string | - | 774 | 965.82
OM10 | 5 | Providing of Arcing Horns for 132 KV line (Excluding Material & Transportation cost)(without lefty & Pullies) | Each | - | 96.5344 | 120.59
OM11 | 6 | Providing of Arcing Horns for 220 KV line on both tower side and line side i.e. two per string (Excluding Material & Transportation cost)(with lefty & Pullies) | per string |  | 1135 | 1417.52
OM12 | 7 | Providing of Arcing Horns for 220 KV line (Excluding Material & Transportation cost)(without lefty & Pullies) | Each |  | 96.5344 | 120.59
OM13 | 8 | Providing of Missing angles/ Replacement of rusted angles on the existing towers departmentally (including transporaton charges & Excluding cost of tower parts, bolts & nuts) | Per each | - | 86 | 107.9
OM14 | 9 | Replacement of insulators at Suspension tower of 132 KV line (Excluding Material & Transportation cost) | Per string | 898 | 974 | 1216.53
OM15 | 10 | Replacement of insulators at Tension tower of 132 KV line (Excluding Material & Transportation cost) | Per string | 1519 | 1648 | 2058.58
OM16 | 11 | Replacement of insulators at Suspension tower of 220 KV line (Excluding Material & Transportation cost) | Per string | - | 1034 | 1338.18
OM17 | 12 | Replacement of insulators at Tension tower of 220 KV line (Excluding Material & Transportation cost) | Per string | - | 1895 | 2366.41
OM18 | 13 | Replacement of 132 KV line single suspension insulator string with double suspension insulator strings (Excluding Material & Transportation cost) | Per string | - | 1460 | 1823.73
OM19 | 14 | Replacement of 132 KV line single tension insulator string with double tension insulator strings (Excluding Material & Transportation cost) | Per string | - | 2472 | 3086.81
OM20 | 15 | Replacement of 220 KV line single suspension insulator string with double suspension insulator strings (Excluding Material & Transportation cost) | Per string | - | 1551 | 1936.92
OM21 | 16 | Replacement of 220 KV line single tension insulator string with double tension insulator strings (Excluding Material & Transportation cost) | Per string | - | 2190 | 3549.09
OM22 | 17 | Replacememt of insulators at Suspension tower of 400kV line (Excluding material & Transportation cost ) | Per string |  |  | 1814.21
OM23 | 18 | Replacememt of insulators at Tension tower of 400kV line (Excluding material & Transportation cost ) | Per string |  |  | 3025.45
OM24 | 19 | Painting the welded portion of GI bolts and nuts of towers In the section ground level and up to X-arm level including all bolts connecting the bracings at the bottom x-arm level with one coat of zinc rich paint including cost of paing. | Each | - | - | 4.53
OM25 | 18 | Fixing of earth bonds for existing transmission line towers | Each |  |  | 120.59
| 19 | Re-Stringing of power conductor on the existing lines (for correction of sag) including fixing of tension insulators / suspension insulators, Hardware and accessories, rough sagging, jointing, tensioning, clipping and fixing of performed armour rods and vibration dampers, measuring ground clearances wherever necessary. Which includes the works involved in the crossing of LT, 11 KV & 33 KV power lines viz dismantling and restringing of conductor.
OM26 | a | 3. Nos. Zebra conductors | RKM | - | 24372.75 | 30435.4
OM27 | b | 6. Nos. Zebra conductors | RKM | - | 36557.25 | 45651.52
OM28 | c | 2. Nos. Panther conductors | RKM | - | 12996 | 16228.48
OM29 | d | 3. Nos. Panther conductors | RKM | - | 19495.5 | 24346.42
OM30 | e | 6. Nos. Panther conductors | RKM | - | 30870.75 | 38551.23
OM31 | f | 2. Nos. Moose conductors | RKM | - | 20580 | 25699.41
OM32 | g | 3. Nos. Moose conductors | RKM | - | 30870.75 | 38551.23
OM33 | h | 6. Nos. Moose conductors | RKM | - | 48741 | 60866.57
OM34 | i | 3. Nos. Bear conductors | RKM | - | 24372.75 | 30435.4
OM35 | j | 6. Nos. Bear conductors | RKM | - | 36557.25 | 45651.52
OM36 | k | 3. Nos. Dog conductors | RKM | - | 14621.25 | 18258.49
OM37 | l | 6. Nos. Dog conductors | RKM | - | 23152.5 | 28912.1
| 21 | Loading / Unloading charges :
| (a | For above half drum and up to one drum full drum rate | Basic rate of Full Drum
| (b | For below half drum and for a Piece | Basic rate of Half Drum
OM38 | 22 | Paining for equipment for substation | Sq.mtrs |  |  | 190.42
OM39 | 23(i) | Power Trasformers cooling fans rewinding and repair | LS |  |  | For Less than 1H.P Rate is Rs.3500/- (i) For Morethan 1 H.P & upto 5 H.P rate is Rs.5000/-
OM40 | 23(ii) | Compressor motor for breaker | LS
OM41 | 23(iii) | Exhaust fans in battery room | LS
OM42 | 24 | Number plates, Phase plates,Danger boards etc. for O&M works | Sets |  |  | To adopt estimates rates Provied in Turnkey Contracts
Sd/-(D.PRABHAKAR RAO)
CHAIRMAN &MANAGING DIRECTOR
// FORWARD BY ORDER //
DIVISIONAL ENGINEER-I
O/o Chief Engineer(Transmission)
TSTRANSCO
Vidyut Soudha, Hyderabad

## ANNEXUREVII
ANNEXURE -VII
SSR RATES PROPOSAL FOR THE YEAR 2015-16 FROM TELECOM WING
Sl.No. | Description | Unit | SSR for 2015-16 (Rs.)
(1) | (2) | (3) | (4)
1 | Erection of PLCC panel in 220KV/132KV SS | Each | 5996.95
2 | Erection of LMU | Each | 1001.78
3 | Erection of Wave Trap
i | Fixing of wavetrap on pedastal mounting insulator stack in 400KV | Each | 5603.43
ii | Fixing o f the wave trap on pedastal mounting insulator stack in 200KV | Each | 4541.35
iii | Fixing of the wave trap on Suspension mounting including jumpering in 132KV | Each | 2707.04
4 | Erection of PLCC 48V DC/50A, 35A charger in 220KV/132KV | Each | 2768.39
5 | Erection of PLCC 48V DC/100A charger in 400 KV SS | Each | 8054.47
6 | Erection of 48V/200AH & 250AH battery sets in 132 & 220 KV SS | Each | 6282.57
7 | Erection of 48V/400AH battery set in 400 KV SS | Each | 8346.44
8 | Erection of OLTE & MUX (Optical line terminal equipment) equivalent to PLCC pannel | Each | 5996.95
9 | Erection of FDP(Fibre Distribution Panel in 400KV/220KV/132KV SS (12F) | Each | 8512.52
10 | Erection of FDP(Fibre Distribution Panel in 400KV/220KV/132KV SS (24F) | Each | 14205.87
11 | Erection of FDP(Fibre Distribution Panel in 400KV/220KV/132KV SS (48F) | Each | 25598.91
12 | Erection of 16/16 EPAX equipment in 400KV/220KV/ 132KV SS | Each | 2477.48
13 | Erection of RTU panel in 400KV/220KV/132KV SS | Each | 15237.27
14 | Erection of protection coupler equipment in 400KV/220KV/132KV SS | Each | 2477.48
15 | Laying of optical fibre approach cable in switch yards of 400KV, 220KV & 132KV (Including hardware) | KM | 27631.04
16 | Laying of HDPE Pipe in trenches in 400KV, 220KV, 132KVSS . | KM | 10511.86
17 | Laying of 12F/24 F OPGW cable on 220KV and 400 KV lines (including Splicing and fixing of hardware accessories) | Km | 61904.32
18 | Stringing of ADSS type optical fibre cable (12F/24F capacity) on 132KV, 220KV line sections in plane areas/ forest areas/ hill areas separately, inclusive of splicing and fixing of hardware accessories
i | For plane area | KM | 29137.42
ii | for agency or tribal area ( 25% extra on Plane area) | KM | 36421.78
iii | for Hill areas( 40% extra on Plane area) | KM | 40792.81
iv | for interior area( 40% extra on Plane area) | KM | 40792.81
v | for municipal coorporation areas (upto 12 Kms frrom municipality)( 25% extra on Plane area) | KM | 36421.78
vi | for municipalites (upto 12 Kms from municipality)( 20% extra on Plane area) | KM | 34965.12
19 | Fixing of tension clamp set of OFC on 132KV & 220KV towers | per set | 1997.22
20 | Fixing of suspension clamp set of OFC on 132KV, 220KV towers | per set | 1644.96
21 | Fixing of tension clamp set of OPGW on 400KV lines | per set | 2416.13
22 | Fixing suspension clamp set of OPGW on 400KV lines | per set | 2063.87
23 | Fixing of splice box on 132KV & 220KV towers | Each | 3005.35
24 | Fixing of splice box on 400KV towers | Each | 3756.43
25 | Fixing of vibration dampers on 132KV & 220KV towers | Per set | 934.08
26 | Fixing of vibration dampers on 400KV towers | Per set | 1190.08
27 | Splicing charges for OFC fibres laid on 132KV, 220KV, 400KV lines in plane Areas/Forest/ Hill Areas/ Municipal limits, separately for each case
i | For plane area | Each fibre splice | 474.97
ii | for agency or tribal area | Each fibre splice | 593.45
iii | for Hill areas | Each fibre splice | 663.27
iv | for interior area | Each fibre splice | 663.27
v | for municipal corporation areas (upto 12 Kms from municipalities) | Each fibre splice | 593.45
vi | for municipalities (upto 12 Kms from municipalities) | Each fibre splice | 569.12
28 | Splicing charges for OFC fibres laid in Offices at Hyderabad and Rangareddy Districts | Each fibre splice | 249.65
29 | Erection of RCC Joint Chambers. | No | 3941.55
30 | Blowing(laying )unarmoured UG OFC 24F/48F (DWSM)in the existing HDPE duct in case of underground works | KM | 22201.1
31 | Fixing of ADSS type OFC to the tower members with ties, clamps etc.
i | for 220kv/132 kv | Each | 1638.61
ii | for 400kv | Each | 2049.06
32 | Laying of aerial type OFC (12F) on 33KV/11KV HT/LT poles | KM | 9652.88
33 | Laying of 6 pair telephone cable in the trenches in 132KV, 220KV & 400KV | KM | 7305.51
34 | Laying of Cat 5E/6 Cables in Offices. | KM | 3745.85
35 | Laying of Cat 5E/6 Cables with Conduit pipes along with accessories in Offices. | KM | 11238.6
36 | Fixing of 6U × 19 inch Rack in Offices for ERP works | Each | 312.07
37 | Laying of single pair telephone cable in the trenches in 132KV, 220KV & 400KV | KM | 6743.79
38 | Laying of 25sq mm battery cable in control room in 132kv, 220KV & 400KV | KM | 15921.7
39 | Laying of Co-axial cable from switch yard gantry tower to communication room in the existing trench | KM | 15284.87
40 | Laying of 6 pair telephone cable on overhead poles LT & HT | KM | 5619.3
41 | Laying of single pair telephone cable on overhead poles LT & HT | KM | 5619.3
42 | Laying of RF cables in 132KV, 220KV & 400 KV SS | KM | 15284.87
43 | Digging of 1 X 1 X 1 (Cu.mt) ducts for laying of telephone cable in 132KV, 220KV, 400KV SS | Cu.mt | 581.82
44 | Excavation, refilling & closing of ducts of 1 X 1 X 1 (Cu.mt) in 132 KV, 220KV and 400 KV SS premises | Cu.mt | 1164.69
45 | Erection of earth pit as per standards in 132KV, 220KV SS for communication purpose | Each | 12061.61
46 | Erection of earth pit as per standards in 400 KV SS | Each | 12061.61
47 | Erection of VSAT equipment in 132KV, 220KV, 400 KV SS | Each | 5711.33
48 | Dismantling of VSAT equipment in 132KV, 220KV&400 KV SS | Each | 2855.14
49 | Loading/unloading charges for PLCC equipment in 132KV SS, 220KV/400KV in to vehicle
i | for single channel PLCC pannel | Each | 581.82
ii | for Twin channel PLCC pannel | Each | 581.82
50 | Loading/unloading charges for 48V/35A, 50A, chargers | Each | 581.82
51 | Loading/unloading charges for 48V/100A chargers | Each | 873.78
52 | Loading/unloading charges for OLTE/MUX equipment | Each | 873.78
53 | Loading/unloading charges for RTU panels | Each | 873.78
54 | Loading/unloading charges for EPAXs | Each | 290.91
55 | Loading/unloading charges for battery sets 48V/150 AH, 250 AH, 400 AH
i | for 150 AH | Each | 581.82
ii | for 250 AH | Each | 581.82
iii | for 400AH | Each | 873.78
56 | Loading/unloading charges for LMUs | Each | 290.91
57 | Loading/unloading charges for Wavetrap
i | 132KV wave trap | Each | 290.91
ii | 220KV Wave Trap & 400 KV | Each | 581.82
58 | Dismantling of exisiting PLCC chargers (35A, 50A, 100A)
i | 35/50A | Each | 1384.73
ii | 100A | Each | 4027.23
59 | Dismantling of existing 48V/165AH, 200AH, 250AH battery sets | Each | 3140.76
60 | Dismantling of existing 48V/400 AH battery sets | Each | 4173.22
61 | Dismantling of existing RTU, OLTE/MUX equipment
I | RTU | Each | 7618.64
ii | OLTE/MUX | Each | 2997.95
62 | Dismantling of EPAXs | Each | 1238.74
63 | Dismantling of wave traps on 132 KV/220KV SS/400 KV SS separately
i | 50% of Erection of 2000A/1 m H Wave Trap(400 kv) | Each | 2802.24
ii | 50 % of Erection of 1250A/0.5 mH Wave Trap(220 kv) | Each | 2270.15
iii | 50% of Erection of 630A/0.2mH Wave Trap (132 KV) | Each | 1354.05
64 | Dismantling of 12F/24F ADSS cable from 132KV, 220KV SS lines | Each | 14568.71
65 | Dismantling of 12F/24F OPGW cable from 132KV, 220KV SS,400KVSS lines | Each | 30952.69
66 | Dismantling and bringing down of splice boxes on 132KV, 220KV towers | Each | 1502.15
67 | Dismantling and bringing down of splice boxes on 400KV towers | Each | 1877.68
68 | Hiring charges of 5 KVA Diesel Generator per day for attending OFC break down works | Each | 886.48
69 | Hiring charges of 230V AC inverter (2KVA) with battery backup for attending OFC break down works | Each | 886.48
70 | Hiring charges of 8X8X10(C.u.ft) closed tent shutter for attending splicing works for attending OFC break down works | Each | 624.13
71 | Dismantling of VHF 30 ft masts with Gay wires etc. | Each | 1827.96
72 | Dismantling of 10 ft/20 ft trylon masts | Each | 1475.7
UGOF cabling works rates
UGFO Cabling
Survey & documentation
73 | Survey of route, providing as built drawing, documentation for unarmoured underground optical fibre cable | Km | 3701.42
Excavation &Backfilling
74 | All types of soil, road, footpath, including PCC, sand, warning brick/stone, semi-circular RCC split cover etc. for underground fibre optic cable. | Km | 147955.13
75 | Warning Tape (including supply and installation). | Km | 22200.04
76 | Laying of PLB HDPE pipe O.D. 40mm | Km | 10511.86
77 | Installation of HDPE pipe by Trenchless digging
(a) | 0-10 mtrs | mtr | 591.34
(b) | > 10 and up to 30 mtrs | mtr | 666.45
(c) | More than 30 mtrs | mtr | 739.44
78 | Laying of GI pipe 100mm (Nominal bore), Including accessories. | mtr | 188.3
79 | Laying of RCC hume pipe (NP3), 100mm Diameter (Inside), Including accessories. | mtr | 282.45
80 | Laying of Unamoured Underground Optical Fibre Cable - 24 Fibers DWSM | Km | 22201.1
81 | Installation of Joint box in underground (Including splicing & testing) - 24 Fibers | No. | 4628.09
82 | Erection of RCC Joint Chambers | No. | 3941.55
83 | Installation of PLB HDPE pipe on wall in building premises including routing of OFC through it | mtr | 373.42
84 | Reinstatement of excavated area/damages (in road, pavement, footpath etc.) | Sq.mtrs | 187.24
85 | Main Distribution frame (100 pairs) | Nos. | 1851.24
86 | 1.5 Ton Split type AC Units including 4 KVA Stabilizer | Nos. | 10081.31
Sd/-(D.PRABHAKAR RAO)
CHAIRMAN &MANAGING DIRECTOR
// FORWARD BY ORDER //
DIVISIONAL ENGINEER-I
O/o Chief Engineer(Transmission)
TSTRANSCO
Vidyut Soudha, Hyderabad

## 132KV SC
LAYING OF 132KV UG CABLE (SINGLE CIRCUIT)
Item No. | Sl.No. | Description of Material/Work | UNIT | SSR 2014-15 |  |  |  | SSR for 2015-16 (Rs.) | Proposed Labour portion rates for 132KV Double Circuit in Rs
(1) | (2) | (3) | (4) |  |  |  |  | (5)
| 1 | CABLE ROUTE SURVEY
U1S 1 | a) | Conducting reconnoitery and preliminary survey along shortest route with best proposed route and furnishing report for selecting the best proposal for approval including cost and conveyance of all materials, hire charges of equipment, tools and plant, preparation of drawings and reports, labour charges, complete for finished item of work as per the directions of Engineer-in-charge at site as per SSR 2013-14. (a) With GPS equipment (As per clause 4.9 of survey) (b) With total station equipment. | Mts. |  |  |  |  | 264.46
U1S 2 | b) | Conducting Detailed Survey of cable route including evaluation of thermal resistivity of the soil along the cable route, excavation of trial pits as per field requirements, preparation of cable route profile, drawings for cable laying, final route alignment, marking lines & grades, and preparing bill of materials/ lengths of the cable for the project incl. preparation of PTCC questionnare and marking of proposed cable route in topo sheet, tower/SS sketch, Single line diagram etc.(30 copies/sets) .(NOTE: For survey of small lengths of UG Cable, if the length of UG cable is less than 0.5KM, then 0.5KM is considered for survey of small length of UG cable in the preparation of estimate) | Mts. | 641 | 1950 | 650 | 1520.44 | 793.39 | 750
| 2 | LAYING OF CABLE
| 2.1 | Laying of 132 kv 630 sq. mm. XLPE U/G copper cable (3 Nos. for single Circuit) including road cutting, pulling and laying of cable including excavation in the following soils and back filling, sand filling dewatering, including cost of RCC protective tiles, cost of route markers, warning tapes etc. Across and along CC, BT & earth road, Nala crossings, bridge crossings, providing HDPE (thickness 10 mm)pipes, Bell mouths, end caps after laying cable, labour charges and all incidental items of work for finished item of work. This includes loading, unloading and transportation of all materials to work spot. (flat formation)
U1S 3 | a) | Hard gravel soils, BC soils, red earth, stone and earth mixed with fair size boulders etc | Rmt | 3180 | 2500 | 8210 | 13139.78 | 7018.83 | 8210
U1S 4 | b) | Hard Rock with soils | Rmt |  |  |  | 18053.19 | 9642.3
U1S 5 | c) | CC or BT road surface etc. | Rmt | 4127 | 4600 | 3240 | 11715.37 | 6255.6 | 7320
U1S 6 | d) | Hard Rock | Rmt | 5352 | 4500 | 10530 |  | 7214.01 | 11280
U1S 7 | e) | CC or BT road with Hard rock | Rmt | 5352 | 6000 | 4760 | 18533.33 | 13400.84 | 11580
U1S 8 | f) | Across the road In HDPE pipes (thickness 10mm) to cross CC or BT road and other service lines including cost of concrete cost of HDPE pipes of 250 mm dia etc. complete | Rmt | 7255 | 8500 | 4260 | 16468.74 | 8796.02 | 10290
U1S 9 | g) | Across the road In HDPE pipes (thickness 10mm) to cross CC or BT road with hard rock and other service lines including cost of concrete cost of HDPE pipes of 250 mm dia etc. complete | Rmt |  |  |  |  | 20708.47
U1S 10 | h) | Cable laying in built up trenches, cable trays and supports etc. complete including cost of trays and support etc, complete. | Rmt | 15291 | 8500 | 4260 | 16468.74 | 8796.02 | 10290
U1S 11 | i) | Cable laying across the culverts and over bridges etc., complete in PVC pipes of 250 mm dia in complete | Rmt | 5252 |  | 4560 |  | 8796.02 | 10290
U1S 12 | j) | Cable laying by clamping on special type tower including earthing cable from termination to Link box including cost of Aluminum clamps | Rmt |  | 500 |  | 8867.55 | 8462.8
U1S 13 | k) | Cable laying while clamping bare on the walls , ceiling and structures including cost of clamps in complete shape | Rmt | 2338 |  | 2840 |  | 3173.55
U1S 14 | l) | Cable laying across the railway tracks | Rmt | 128100 |  | 21540 |  | 21157
U1S 15 | m) | Cable laying by clamping on Sub-station structures like CPL etc., including earthing cable from termination to Link box including cost of Aluminum clamps. | Rmt |  |  |  |  | 1586.78
| 2.2 | Including excavation and excluding backfilling without cable laying
U1S 16 | a) | Hard Gravel soils, BC Soils, Red Earth, stone & Earth mixed with fair size boulders etc., | Rmt | 2558 |  |  |  | 8991.73
U1S 17 | b) | Hard rock with CC or BT Road surfaces etc. | Rmt | 4464 |  |  | 16852.85 | 3173.55
| 2.3 | Excluding excavation and including backfilling
U1S 18 | a) | Hard Gravel soils, BC Soils, Red Earth, stone & Earth mixed with fair size boulders etc., | Rmt | 3064 |  |  | 1200.35 | 1322.31
U1S 19 | b) | Hard rock with CC or BT Road surfaces etc. | Rmt | 3767 |  |  |  | 4231.4
U1S 20 | 2.4 | Only excavation and back filling of soil without laying of cable | Rmt |  | 1500 | 920 | 1440.41 | 1586.78 | 900
U1S 21 | 2.5 | Excavation and backfilling of suitable thermal backfill for maintainings soil thermal resistance value of 120 degrees | Cum |  |  | 3230 | 5057.45 | 4231.4 | 3160
U1S 22 | 2.6 | Laying of cable excluding excavation and backfilling | Rmt | 7454 | 1200 | 210 |  | 423.14 | 750
| 2.7 | Laying of cable by Horizontal Directional Drilling (HDD) incl. cost of 250 mm HDPE Pipe
U1S 23 | a) | Soil/Morrem,soft rock (upto 5000 PSI) per each pipe | Rmt |  |  |  | 9800 | 10366.93
U1S 24 | b) | Soil/Hard rock (5000 PSI upto 9000 PSI) per each pipe | Rmt | 15000 |  |  |  | 16925.6
| 3 | LAYING OF CO-AXIAL CABLE
U1S 25 | a) | 300sq.mm. co-axial copper cable conductor PVC insulated 6.6KV grade across the cable. | Rmt |  |  |  |  | 15.87
U1S 26 | b) | 300sq.mm.single core copper cable conductor PVC insulated 6.6KV grade across the cable. | Rmt |  |  |  |  | 15.87
U1S 27 | c) | 300sq.mm. co-axial copper cable conductor PVC insulated 6.6KV grade on pole mounted termination tower including cost of cleats | Rmt |  |  |  |  | 15.87
U1S 28 | d) | 300sq.mm.single core copper cable conductor PVC insulated 6.6KV grade on pole mounted termination tower including cost of cleats. | Rmt |  |  |  |  | 15.87
| 4 | For pulling optical fiber cable the following items shall be done while excavation of trenches as per specifications
U1S 29 | a) | Supply of HDPE duct pipe of OD/ID 40/33 mm dia and associated material of standard make as per the specification of the contract/tender and laying jointing, bedding of above HDPE duct pipe in the already excavated XLPE cable trench including sealing the section ends as per the specification of the contract/tender. | RM | 83 |  | 100 |  | 105.79 | 100
U1S 30 | b) | Supply of RCC joint chambers (1200/760/50 mm) W/L/T with base and top plates as per the specification of the contract/tender and erection of RCC joint chambers for every 1KM in HDPE duct enroot as per the specification of the contract/tender. | Each | 11707 |  | 7000 |  | 7404.95 | 6840
| 5 | CABLE JOINTING
Jointing of cable excluding cost of pre-moulded straight through joints, Protection box, 3-phase solid bond link box without SVL / 3-phase cross bond link box with SVL, including excavation of pit for single circuit cable, providing cement concrete base and walls etc. including cost of cement, steel etc., labour charges and all incidental items of work for finished item of work including design of pit providing joint bay identification mark including providing necessary T&P for jointing viz., tarpaullin tent, DG Set, Air Conditioner etc., complete wherever necessary for complete item of work. This includes loading, un-loading and transportation of all materials to work spot as per drawing and preparation of joint bay.
U1S 31 | a) | With excavation of joint bay size (9mX4m) and laying of CC(1:2:4) bed and sand bed and back filling | Nos. | 12912 | 185000 | 279920 | 505169.32 | 317355 | 315640
U1S 32 | b) | Jointing charges for cross bonding joints/normal joints | Nos. | 353402 | 55000 | 35960 | 57552.56 | 158677.5 | 35960
| 6 | TERMINATION CHARGES
Termination of cable excluding cost of out door type cable terminations and single phase link boxes without SVL complete and all incidental item of work finished item of work including providing necessary T&P viz., tarpaullin tent, DG set, air conditioner, scaffolding etc complete wherever necessary for complete item of work.
U1S 33 | a) | 132 KV tower mounted type cable end terminations including erection on tower in all respects | Each |  | 115000 | 35960 | 57552.56 | 370247.5
U1S 34 | b) | 132 kV Outdoor type cable end terminations with silicon materials complete in all respect. | Each | 366930 | 115000 | 35960 |  | 317355 | 35960
U1S 35 | c) | 132 kV SF6 type cable end terminations complete in all respect. | Each | 366930 |  | 35960 |  | 317355 | 35960
U1S 36 | 7a | Providing earthing of joint bays with copper flat of cross section equivalent to the earthing cable and run all around the joint bay, providing earth electrodes of steel rods coated with copper as per standards and treated with suitable earth enhancing compound to get an effective diameter and welding the copper flat to the electrodes by exothermic weldng. The earthing scheme drawing shall be got approved with all eath resistance calculations considerting the fault currents earth leads from link box to earth pit and connecing lug fixtures, fasteners shall be supplied. Length of the earth lead will be as per site condition/ connivance. | Each |  | 47500 | 5060 | 7922.25 | 26446.25 | 4950
U1S 37 | 7b | Excavation of earth pit at CTT Tower, putting cast iron pipe with flange on one end (as per ISS7181/86) of nominal dia 125 mm and 2.75 metres long inside the pit including supply and fixing of RCC Collars 0.75 mtr. dia (OD) 50mm thick and 0.60 mtrs. long inside the pit, backfill the pit in the 25mm size granules of BH coke for full depth of the pit with alternate layers of BH Coke and salt of 300mm thick around the earth pipe of 150mm on all the sides of the pipe including cost and conveyance of BH Coke,salt,clamps,CI pipes and RCC collars, labour charges for all operational and incidental items of work etc., complete.(as per SSR 2013-14) | Each |  |  |  |  | 11266.1
U1S 38 | 8a | Provision for RCC (1:2:4) for any unforeseen requirement whenever necessary at culverts, drains, nalas, bridges.(rate to be taken as per CSSR) | Cum |  |  |  | 6337.82 | (rate to be taken as per CSSR)
U1S 39 | 8b | Supplying, fitting and placing of HYSD, TMT bar reinforcement (TISCO/SAIL/VSP) in foundtions, colums , beams slabs wherever necessiated.for the work as per the drawings furnished by the field engineer including cutting , bending, cranking, tying grill in position including cost of binding wire scaffolding etc.(rate to be taken as per CSSR) | MT |  |  |  | 109455 | (rate to be taken as per CSSR)
| 9 | CONNECTION OF LINK BOXES
U1S 40 | a) | Erection of single phase link boxes, providing suitable supporting arrangements, sheath bonding cable, connecting earth leads, with all lugs, fixtures, clamps, bolts and nuts etc., complete including excavation, providing concrete box with walls of 75mm thick RCC for inserting link boxes, and refilling, etc. including earthing as per the directions of site engineer. | Each | 320510 | 4500 | 4150 | 6641.91 | 31735.5 | 4150
U1S 41 | b) | Erection of 3 phase link boxes making connections with earth leads with lugs, fixtures, fasteners sheath bonding cable etc., including excavation, providing RCC concrete wall box of 75mm thick for inserting link boxes , and refilling, etc. including earthing as per the directions of site engineer. | Each | 322402 | 12000 | 4150 | 6641.91 | 42314 | 4150
U1S 42 | 10 | Erection of Lightning Arrestors on special type tower including cost of hardware, jumpering with suitable conductor between line conductor and the pole mounted terminations including labour charges and insurance for all incidental and operational items of work. | Each |  |  |  | 2071.78 | 5289.25
U1S 43 | 11 | Road cutting charges and charges for way leaves to be paid for various Government and other agencies | Mts. |  |  |  | 12643.64 | 6347.1
U1S 44 | 12 | Site testing and commissioning (including phase sequence test, megger test, continuity test, HV test etc.) | KM |  | 450000 | 7180880 | 519630 | 211570 | 9574470
Sd/-(D.PRABHAKAR RAO)
CHAIRMAN &MANAGING DIRECTOR
// FORWARD BY ORDER //
DIVISIONAL ENGINEER-I
O/o Chief Engineer(Transmission)
TSTRANSCO
Vidyut Soudha, Hyderabad

## 132KV DC
LAYING OF 132KV UG CABLE (DOUBLE CIRCUIT)
Item No. | Sl.No. | Description of Material/Work | UNIT | Proposed Labour portion rates for 132KV Single Circuit in Rs |  |  |  | SSR 2014-15 | SSR for 2015-16 (Rs.)
(1) | (2) | (3) | (4) | [5 empty] | (5)
| 1 | CABLE ROUTE SURVEY
U1D 1 | a) | Conducting reconnoitery and preliminary survey along shortest route with best proposed route and furnishing report for selecting the best proposal for approval including cost and conveyance of all materials, hire charges of equipment, tools and plant, preparation of drawings and reports, labour charges, complete for finished item of work as per the directions of Engineer-in-charge at site as per SSR 2013-14. (a) With GPS equipment (As per clause 4.9 of survey) (b) With total station equipment. | Mts. | [5 empty] | 264.46
U1D 2 | b) | Conducting Detailed Survey of cable route including evaluation of thermal resistivity of the soil along the cable route, excavation of trial pits as per field requirements, preparation of cable route profile, drawings for cable laying, final route alignment, marking lines & grades, and preparing bill of materials/ lengths of the cable for the project incl. preparation of PTCC questionnare and marking of proposed cable route in topo sheet, tower/SS sketch, Single line diagram etc.(30 copies/sets). (NOTE: For survey of small lengths of UG Cable, if the length is less than 0.5KM, then 0.5KM is considered in preparation of estimate). | Mts. | 641 | 1950 | 650 | 1520.44 | 750 | 1057.85
| 2 | LAYING OF CABLE
| 2.1 | Laying of 132 kv 630 sq. mm. XLPE U/G copper cable (6 Nos. for double Circuit) including road cutting, pulling and laying of cable including excavation in the following soils and back filling, sand filling dewatering, including cost of RCC protective tiles, cost of route markers, warning tapes etc. Across and along CC, BT & earth road, Nala crossings, bridge crossings, providing HDPE (thickness 10 mm)pipes, Bell mouths, end caps after laying cable, labour charges and all incidental items of work for finished item of work. This includes loading, unloading and transportation of all materials to work spot. (flat formation)
U1D 3 | a) | Hard gravel soils, BC soils, red earth, stone and earth mixed with fair size boulders etc | Rmt | 3180 | 2500 | 8210 | 13139.78 | 8210 | 12694.2
U1D 4 | b) | Hard Rock with soils | Rmt |  |  |  | 18053.19 |  | 16925.6
U1D 5 | c) | CC or BT road surface etc. | Rmt | 4127 | 4600 | 3240 | 11715.37 | 7320 | 10578.5
U1D 6 | d) | Hard Rock | Rmt | 5352 | 4500 | 10530 |  | 11280 | 13223.13
U1D 7 | e) | CC or BT road with Hard rock | Rmt | 5352 | 6000 | 4760 | 18533.33 | 11580 | 25388.4
U1D 8 | f) | Across the road In HDPE pipes (thickness 10mm) to cross CC or BT road and other service lines including cost of concrete cost of HDPE pipes of 250 mm dia etc. complete | Rmt | 7255 | 8500 | 4260 | 16468.74 | 10290 | 15867.75
U1D 9 | g) | Across the road In HDPE pipes (thickness 10mm) to cross CC or BT road with hard rock and other service lines including cost of concrete cost of HDPE pipes of 250 mm dia etc. complete | Rmt | [5 empty] | 20708.47
U1D 10 | h) | Cable laying in built up trenches, cable trays and supports etc. complete including cost of trays and support etc, complete. | Rmt | 15291 | 8500 | 4260 | 16468.74 | 10290 | 15867.75
U1D 11 | i) | Cable laying across the culverts and over bridges etc., complete in PVC pipes of 250 mm dia in complete | Rmt | 5252 |  | 4560 |  | 10290 | 15867.75
U1D 12 | j) | Cable laying by clamping on special type tower including earthing cable from termination to Link box including cost of Aluminum clamps | Rmt |  | 500 |  | 8867.55 |  | 16925.6
U1D 13 | k) | Cable laying while clamping bare on the walls , ceiling and structures including cost of clamps in complete shape | Rmt | 2338 |  | 2840 |  |  | 6347.1
U1D 14 | l) | Cable laying across the railway tracks | Rmt | 128100 |  | 21540 |  |  | 37024.75
U1D 15 | m) | Cable laying by clamping on Sub-station structures like CPL etc., including earthing cable from termination to Link box including cost of Aluminum clamps. | Rmt | [5 empty] | 3173.55
| 2.2 | Including excavation and excluding backfilling without cable laying
U1D 16 | a) | Hard Gravel soils, BC Soils, Red Earth, stone & Earth mixed with fair size boulders etc., | Rmt | 2558 |  |  |  |  | 17983.45
U1D 17 | b) | Hard rock with CC or BT Road surfaces etc. | Rmt | 4464 |  |  | 16852.85 |  | 6347.1
| 2.3 | Excluding excavation and including backfilling
U1D 18 | a) | Hard Gravel soils, BC Soils, Red Earth, stone & Earth mixed with fair size boulders etc., | Rmt | 3064 |  |  | 1200.35 |  | 2644.63
U1D 19 | b) | Hard rock with CC or BT Road surfaces etc. | Rmt | 3767 |  |  |  |  | 6347.1
U1D 20 | 2.4 | Only excavation and back filling of soil without laying of cable | Rmt |  | 1500 | 920 | 1440.41 | 900 | 3173.55
U1D 21 | 2.5 | Excavation and backfilling of suitable thermal backfill for maintainings soil thermal resistance value of 120 degrees | Cum |  |  | 3230 | 5057.45 | 3160 | 8462.8
U1D 22 | 2.6 | Laying of cable excluding excavation and backfilling | Rmt | 7454 | 1200 | 210 |  | 750 | 846.28
| 2.7 | Laying of cable by Horizontal Directional Drilling (HDD) incl. cost of 250 mm HDPE Pipe
U1D 23 | a) | Soil/Morrem,soft rock (upto 5000 PSI) per each pipe | Rmt |  |  |  | 9800 |  | 10366.93
U1D 24 | b) | Soil/Hard rock (5000 PSI upto 9000 PSI) per each pipe | Rmt | 15000 |  |  |  |  | 16925.6
| 3 | LAYING OF CO-AXIAL CABLE
U1D 25 | a) | 300sq.mm. co-axial copper cable conductor PVC insulated 6.6KV grade across the cable. | Rmt | [5 empty] | 26.45
U1D 26 | b) | 300sq.mm.single core copper cable conductor PVC insulated 6.6KV grade across the cable. | Rmt | [5 empty] | 26.45
U1D 27 | c) | 300sq.mm. co-axial copper cable conductor PVC insulated 6.6KV grade on pole mounted termination tower including cost of cleats | Rmt | [5 empty] | 26.45
U1D 28 | d) | 300sq.mm.single core copper cable conductor PVC insulated 6.6KV grade on pole mounted termination tower including cost of cleats. | Rmt | [5 empty] | 26.45
| 4 | For pulling optical fiber cable the following items shall be done while excavation of trenches as per specifications
U1D 29 | a) | Supply of HDPE duct pipe of OD/ID 40/33 mm dia and associated material of standard make as per the specification of the contract/tender and laying jointing, bedding of above HDPE duct pipe in the already excavated XLPE cable trench including sealing the section ends as per the specification of the contract/tender. | RM | 83 |  | 100 |  | 100 | 105.79
U1D 30 | b) | Supply of RCC joint chambers (1200/760/50 mm) W/L/T with base and top plates as per the specification of the contract/tender and erection of RCC joint chambers for every 1KM in HDPE duct enroot as per the specification of the contract/tender. | Each | 11707 |  | 7000 |  | 6840 | 7404.95
| 5 | CABLE JOINTING
Jointing of cable excluding cost of pre-moulded straight through joints, Protection box, 3-phase solid bond link box without SVL / 3-phase cross bond link box with SVL, including excavation of pit for double circuit cable, providing cement concrete base and walls etc. including cost of cement, steel etc., labour charges and all incidental items of work for finished item of work including design of pit providing joint bay identification mark including providing necessary T&P for jointing viz., tarpaullin tent, DG Set, Air Conditioner etc., complete wherever necessary for complete item of work. This includes loading, un-loading and transportation of all materials to work spot as per drawing and preparation of joint bay.
U1D 31 | a) | With excavation of joint bay size (9mX4m) and laying of CC(1:2:4) bed and sand bed and back filling | Nos. | 12912 | 185000 | 279920 | 505169.32 | 315640 | 476032.5
U1D 32 | b) | Jointing charges for cross bonding joints/normal joints | Nos. | 353402 | 55000 | 35960 | 57552.56 | 35960 | 158677.5
| 6 | TERMINATION CHARGES
Termination of cable excluding cost of out door type cable terminations and single phase link boxes without SVL complete and all incidental item of work finished item of work including providing necessary T&P viz., tarpaullin tent, DG set, air conditioner, scaffolding etc complete wherever necessary for complete item of work.
U1D 33 | a) | 132 KV tower mounted type cable end terminations including erection on tower in all respects | Each |  | 115000 | 35960 | 57552.56 |  | 370247.5
U1D 34 | b) | 132 kV Outdoor type cable end terminations with silicon materials complete in all respect. | Each | 366930 | 115000 | 35960 |  | 35960 | 317355
U1D 35 | c) | 132 kV SF6 type cable end terminations complete in all respect. | Each | 366930 |  | 35960 |  | 35960 | 317355
U1D 36 | 7a | Providing earthing of joint bays with copper flat of cross section equivalent to the earthing cable and run all around the joint bay, providing earth electrodes of steel rods coated with copper as per standards and treated with suitable earth enhancing compound to get an effective diameter and welding the copper flat to the electrodes by exothermic weldng. The earthing scheme drawing shall be got approved with all eath resistance calculations considerting the fault currents earth leads from link box to earth pit and connecing lug fixtures, fasteners shall be supplied. Length of the earth lead will be as per site condition/ connivance. | Each |  | 47500 | 5060 | 7922.25 | 4950 | 42314
U1D 37 | 7b | Excavation of earth pit at CTT Tower, putting cast iron pipe with flange on one end (as per ISS7181/86) of nominal dia 125 mm and 2.75 metres long inside the pit including supply and fixing of RCC Collars 0.75 mtr. dia (OD) 50mm thick and 0.60 mtrs. long inside the pit, backfill the pit in the 25mm size granules of BH coke for full depth of the pit with alternate layers of BH Coke and salt of 300mm thick around the earth pipe of 150mm on all the sides of the pipe including cost and conveyance of BH Coke,salt,clamps,CI pipes and RCC collars, labour charges for all operational and incidental items of work etc., complete.(as per SSR 2013-14) | Each | [5 empty] | 11266.1
U1D 38 | 8a | Provision for RCC (1:2:4) for any unforeseen requirement whenever necessary at culverts, drains, nalas, bridges.(rate to be taken as per CSSR) | Cum |  |  |  | 6337.82 |  | (rate to be taken as per CSSR)
U1D 39 | 8b | Supplying, fitting and placing of HYSD, TMT bar reinforcement (TISCO/SAIL/VSP) in foundtions, colums , beams slabs wherever necessiated.for the work as per the drawings furnished by the field engineer including cutting , bending, cranking, tying grill in position including cost of binding wire scaffolding etc.(rate to be taken as per CSSR) | MT |  |  |  | 109455 |  | (rate to be taken as per CSSR)
| 9 | CONNECTION OF LINK BOXES
U1D 40 | a) | Erection of single phase link boxes, providing suitable supporting arrangements, sheath bonding cable, connecting earth leads, with all lugs, fixtures, clamps, bolts and nuts etc., complete including excavation, providing concrete box with walls of 75mm thick RCC for inserting link boxes, and refilling, etc. including earthing as per the directions of site engineer. | Each | 320510 | 4500 | 4150 | 6641.91 | 4150 | 31735.5
U1D 41 | b) | Erection of 3 phase link boxes making connections with earth leads with lugs, fixtures, fasteners sheath bonding cable etc., including excavation, providing RCC concrete wall box of 75mm thick for inserting link boxes , and refilling, etc. including earthing as per the directions of site engineer. | Each | 322402 | 12000 | 4150 | 6641.91 | 4150 | 42314
U1D 42 | 10 | Erection of Lightning Arrestors on special type tower including cost of hardware, jumpering with suitable conductor between line conductor and the pole mounted terminations including labour charges and insurance for all incidental and operational items of work. | Each |  |  |  | 2071.78 |  | 5289.25
U1D 43 | 11 | Road cutting charges and charges for way leaves to be paid for various Government and other agencies | Mts. |  |  |  | 12643.64 |  | 10578.5
U1D 44 | 12 | Site testing and commissioning (including phase sequence test, megger test, continuity test, HV test etc.) | KM |  | 450000 | 7180880 | 519630 | 9574470 | 317355
Sd/-(D.PRABHAKAR RAO)
CHAIRMAN &MANAGING DIRECTOR
// FORWARD BY ORDER //
DIVISIONAL ENGINEER-I
O/o Chief Engineer(Transmission)
TSTRANSCO
Vidyut Soudha, Hyderabad

## 220KV SC
LAYING OF 220 KV UG CABLE (SINGLE CIRCUIT)
Item No. | Sl.No. | Description of Material/Work | UNIT | RM 3954, dt: 17.09.2009 M/s Indu Projects | RM 4062, dt: 29.6.2011 M/s ILJIN | RM 3957, dt: 5.10.2009 M/s Vijai Electricals | RC 4162, dt:27.02.2013 M/s Vijai Electricals (HMRL) | RC4170 dt: 29.04.2013 & 4179 dt: 10.06.2013 M/s L&T | SSR for 2015-16 (Rs.)
(1) | (2) | (3) | (4) | [5 empty] | (6)
| 1 | CABLE ROUTE SURVEY
U2S 1 | a) | Conducting reconnoitery and preliminary survey along shortest route with best proposed route and furnishing report for selecting the best proposal for approval including cost and conveyance of all materials, hire charges of equipment, tools and plant, preparation of drawings and reports, labour charges, complete for finished item of work as per the directions of Engineer-in-charge at site as per SSR 2013-14. (a) With GPS equipment (As per clause 4.9 of survey) (b) With total station equipment. | Mts. | [5 empty] | 264.46
U2S 2 | b) | Conducting Detailed Survey of cable route including evaluation of thermal resistivity of the soil along the cable route, excavation of trial pits as per field requirements, preparation of cable route profile, drawings for cable laying, final route alignment, marking lines & grades, and preparing bill of materials/ lengths of the cable for the project incl. preparation of PTCC questionnare and marking of proposed cable route in topo sheet, tower/SS sketch, Single line diagram etc.(30 copies/sets) .(NOTE: For survey of small lengths of UG Cable, if the length of UG cable is less than 0.5KM, then 0.5KM is considered for survey of small length of UG cable in the preparation of estimate) | Mts. | 641 | 950 | 179 | 1534.93 | 28 | 793.39
| 2 | LAYING OF CABLE
| 2.1 | Laying of 220 kv 1000 sq. mm. XLPE U/G copper cable (3 Nos. for Single Circuit) including road cutting, pulling and laying of cable including excavation in the following soils and back filling, sand filling dewatering, including cost of RCC protective tiles, cost of route markers, warning tapes etc. Across and along CC, BT & earth road, Nala crossings, bridge crossings, providing HDPE (thickness 10 mm)pipes, Bell mouths, end caps after laying cable, labour charges and all incidental items of work for finished item of work. This includes loading, unloading and transportation of all materials to work spot. (flat formation)
U2S 3 | a) | Hard gravel soils, BC soils, red earth, stone and earth mixed with fair size boulders etc | Rmt | 6866 | 8210 | 8805.38 | 13265 | 2603 | 8422.6
U2S 4 | b) | Hard Rock with soils | Rmt |  |  |  | 18225.3 |  | 11570.76
U2S 5 | c) | CC or BT road surface etc. | Rmt | 7454 | 7320 | 9815.25 | 11827 | 2257 | 7506.72
U2S 6 | d) | Hard Rock | Rmt | 9937 | 11280 | 53728 |  | 4077 | 8656.81
U2S 7 | e) | CC or BT road with Hard rock | Rmt | 9937 | 11580 |  |  | 3935 | 16081.01
U2S 8 | f) | Across the road In HDPE pipes (thickness 10mm) to cross CC or BT road and other service lines including cost of concrete cost of HDPE pipes of 250 mm dia etc. complete | Rmt | 13857 | 10290 | 21681.53 | 16625.7 | 9567 | 10555.23
U2S 9 | g) | Cable laying in built up trenches, cable trays and supports etc. complete including cost of trays and support etc, complete. | Rmt | 21148 | 10290 | 35186.22 | 16625.7 |  | 10555.23
U2S 10 | h) | Cable laying across the culverts and over bridges etc., complete in PVC pipes of 250 mm dia in complete | Rmt | 9608 | 10290 | 19643.63 | 16625.7 | 5841 | 10555.23
U2S 11 | i) | Cable laying by clamping on special type tower including earthing cable from termination to Link box including cost of aluminum clamps | Rmt |  |  |  | 8951.06 | 278 | 9520.65
U2S 12 | j) | Cable laying by clamping on Sub-station structures like CPL etc., including earthing cable from termination to Link box including cost of aluminum clamps. | Rmt | [5 empty] | 2115.7
U2S 13 | k) | Cable laying while clamping bare on the walls , ceiling and structures including cost of clamps in complete shape | Rmt | 5764 | 5540 | 9050.53 |  |  | 4231.4
U2S 14 | l) | Cable laying across the railway tracks | Rmt | 128100 |  |  |  |  | 26446.25
| 2.2 | Including excavation and excluding backfilling without cable laying
U2S 15 | a) | Hard rock with CC or BT Road surfaces etc. | Rmt | 8016 |  |  | 17013.5 |  | 8991.73
U2S 16 | b) | Hard Gravel soils, BC Soils, Red Earth, stone & Earth mixed with fair size boulders etc., | Rmt | 5380 |  |  |  |  | 3173.55
| 2.3 | Excluding excavation and including backfilling
U2S 17 | a) | Hard Gravel soils, BC Soils, Red Earth, stone & Earth mixed with fair size boulders etc., | Rmt | 4561 |  |  | 1211.79 |  | 1322.31
U2S 18 | b) | Hard rock with CC or BT Road surfaces etc. | Rmt | 7632 |  |  |  |  | 5289.25
U2S 19 | 2.4 | Only excavation and back filling of soil without laying of cable | Rmt |  | 900 |  | 1454.14 | 995 | 1586.78
U2S 20 | 2.5 | Excavation and backfilling of suitable thermal backfill for maintainings soil thermal resistance value of 120 degrees | Cum | 7454 | 3160 |  | 5105.66 | 556 | 4231.4
U2S 21 | 2.6 | Laying of cable excluding excavation and backfilling | Rmt | 7411 | 750 |  |  | 278 | 528.93
| 2.7 | Laying of cable by Horizontal Directional Drilling (HDD) incl. cost of 250 mm HDPE Pipe
U2S 22 | a) | Soil/Morrem,soft rock (upto 5000 PSI) per pipe | Rmt |  |  | 6000 | 9694.29 | 2666.6667 | 10366.93
U2S 23 | b) | Soil/Hard rock (5000 PSI upto 9000 PSI) per pipe | Rmt | 15000 |  |  | 25851 | 3333.3333 | 16925.6
| 3 | LAYING OF CO-AXIAL CABLE
U2S 24 | a) | 240sq.mm. co-axial copper cable conductor PVC insulated 6.6KV grade across the cable. | Rmt | [5 empty] | 15.87
U2S 25 | b) | 240sq.mm.single core copper cable conductor PVC insulated 6.6KV grade across the cable. | Rmt | [5 empty] | 15.87
U2S 26 | c) | 240sq.mm. co-axial copper cable conductor PVC insulated 6.6KV grade on pole mounted termination tower including cost of cleats | Rmt | [5 empty] | 15.87
U2S 27 | d) | 240sq.mm.single core copper cable conductor PVC insulated 6.6KV grade on pole mounted termination tower including cost of cleats. | Rmt | [5 empty] | 15.87
| 4 | For pulling optical fiber cable the following items shall be done while excavation of trenches as per specifications
U2S 28 | a) | Supply of HDPE duct pipe of OD/ID 40/33 mm dia and associated material of standard make as per the specification of the contract/tender and laying jointing, bedding of above HDPE duct pipe in the already excavated XLPE cable trench including sealing the section ends as per the specification of the contract/tender (Per Pipe). | RM | 830 | 100 |  |  | 63 | 105.79
U2S 29 | b) | Supply of RCC joint chambers (1200/760/50 mm) W/L/T with base and top plates as per the specification of the contract/tender and erection of RCC joint chambers for every 1KM in HDPE duct enroot as per the specification of the contract/tender. | Each | 11000 | 6840 |  |  | 14333 | 7404.95
| 5 | CABLE JOINTING
Jointing of cable excluding cost of pre-moulded straight through joints, Protection box, 3-phase solid bond link box without SVL / 3-phase cross bond link box with SVL, including excavation of pit for single circuit cable, providing cement concrete base and walls etc. including cost of cement, steel etc., labour charges and all incidental items of work for finished item of work including design of pit providing joint bay identification mark including providing necessary T&P for jointing viz., tarpaullin tent, DG Set, Air Conditioner etc., complete wherever necessary for complete item of work. This includes loading, un-loading and transportation of all materials to work spot as per drawing and preparation of joint bay.
U2S 30 | a) | With excavation of joint bay size (13mX4m) and laying of CC(1:2:4) bed and sand bed and back filling | Each | 12912 | 315640 | 264827.33 | 509984 | 468686 | 370247.5
U2S 31 | b) | Jointing charges for cross bonding joints for each phase | Each | 366366 | 186710 | 33897.89 | 301670 | 83333 | 264462.5
| 6 | TERMINATION CHARGES
Termination of cable excluding cost of out door type cable terminations and single phase link boxes without SVL complete and all incidental item of work finished item of work including providing necessary T&P viz., tarpaullin tent, DG set, air conditioner, scaffolding etc complete wherever necessary for complete item of work.
U2S 32 | a) | 220 KV tower mounted type cable end terminations including erection on tower in all respects per phase including scaffolding charges. | Each |  | 186710 | 74151.65 | 301670 | 83333 | 444297
U2S 33 | b) | 220 kV Outdoor type cable end terminations with silicon materials complete in all respect. | Each | 423293 | 186710 | 63558.55 |  | 170364 | 370247.5
U2S 34 | c) | 220 kV SF6 type cable end terminations complete in all respect. | Each | 417448 |  | 105930.3 |  |  | 370247.5
U2S 35 | 7a | Providing earthing of joint bays with copper flat of cross section equivalent to the earthing cable and run all around the joint bay, providing earth electrodes of steel rods coated with copper as per standards and treated with suitable earth enhancing compound to get an effective diameter and welding the copper flat to the electrodes by exothermic weldng. The earthing scheme drawing shall be got approved with all eath resistance calculations considerting the fault currents earth leads from link box to earth pit and connecing lug fixtures, fasteners shall be supplied. Length of the earth lead will be as per site condition/ connivance. | Each |  | 7950 |  | 7997.79 | 25642 | 26446.25
U2S 36 | 7b | Excavation of earth pit at CTT Tower, putting cast iron pipe with flange on one end (as per ISS7181/86) of nominal dia 125 mm and 2.75 metres long inside the pit including supply and fixing of RCC Collars 0.75 mtr. dia (OD) 50mm thick and 0.60 mtrs. long inside the pit, backfill the pit in the 25mm size granules of BH coke for full depth of the pit with alternate layers of BH Coke and salt of 300mm thick around the earth pipe of 150mm on all the sides of the pipe including cost and conveyance of BH Coke,salt,clamps,CI pipes and RCC collars, labour charges for all operational and incidental items of work etc., complete.(as per SSR 2013-14) | Each | [5 empty] | 11266.1
U2S 37 | 8a | Provision for RCC (1:2:4) for any unforeseen requirement whenever necessary at culverts, drains, nalas, bridges.(rate to be taken as per CSSR) | Cum | [5 empty] | (rate to be taken as per CSSR)
U2S 38 | 8b | Supplying, fitting and placing of HYSD, TMT bar reinforcement (TISCO/SAIL/VSP) in foundtions, colums , beams slabs wherever necessiated.for the work as per the drawings furnished by the field engineer including cutting , bending, cranking, tying grill in position including cost of binding wire scaffolding etc.(rate to be taken as per CSSR) | MT | [5 empty] | (rate to be taken as per CSSR)
| 9 | CONNECTION OF LINK BOXES
U2S 39 | a) | Erection of single phase link boxes, providing suitable supporting arrangements, sheath bonding cable, connecting earth leads, with all lugs, fixtures, clamps, bolts and nuts etc., complete including excavation, providing concrete box with walls of 75mm thick RCC for inserting link boxes, and refilling, etc. including earthing as per the directions of site engineer including connecting to the earthing cable from link box to earthpit | Each | 321275 | 31120 | 124151.05 | 50281.1 | 20621 | 31735.5
U2S 40 | b) | Erection of 3 phase link boxes making connections with earth leads with lugs, fixtures, fasteners sheath bonding cable etc., including excavation, providing RCC concrete wall box of 75mm thick for inserting link boxes , and refilling, etc. including earthing as per the directions of site engineer including connecting to the earthing cable from link box to earthpit. | Each | 321375 | 31120 | 137710.21 | 50281.1 | 20621 | 42314
U2S 41 | 10 | Erection of Lightning Arrestors on special type tower including cost of hardware, jumpering with suitable conductor between line conductor and the pole mounted terminations including labour charges and insurance for all incidental and operational items of work. | Each |  |  |  | 4312.51 |  | 5289.25
U2S 42 | 11 | Road cutting charges and charges for way leaves to be paid for various Government and other agencies. The cost is for estimate purpose however, the amount will be reimbursed as per actuals against documentary evidence. | Mts. | [5 empty] | 6347.1
U2S 43 | 12 | Site testing and commissioning (including phase sequence test, megger test, continuity test, HV test etc.) | KM |  | 7278610 | 963668.82 | 524583 |  | 211570
Sd/-(D.PRABHAKAR RAO)
DIRECTOR(TRANSMISSION) |  | CHAIRMAN &MANAGING DIRECTOR
// FORWARD BY ORDER //
DIVISIONAL ENGINEER-I
O/o Chief Engineer(Transmission)
TSTRANSCO
Vidyut Soudha, Hyderabad

## 220KV DC
LAYING OF 220 KV UG CABLE (DOUBLE CIRCUIT)
Item No. | Sl.No. | Description of Material/Work | Unit | RM 3954, dt: 17.09.2009 M/s Indu Projects | RM 4062, dt: 29.6.2011 M/s ILJIN | RM 3957, dt: 5.10.2009 M/s Vijai Electricals | RC 4162, dt:27.02.2013 M/s Vijai Electricals (HMRL) |  | SSR for 2015-16 (Rs.)
(1) | (2) | (3) | (4) | [5 empty] | (5)
| 1 | CABLE ROUTE SURVEY
U2D 1 | a) | Conducting reconnoitery and preliminary survey along shortest route with best proposed route and furnishing report for selecting the best proposal for approval including cost and conveyance of all materials, hire charges of equipment, tools and plant, preparation of drawings and reports, labour charges, complete for finished item of work as per the directions of Engineer-in-charge at site as per SSR 2013-14. (a) With GPS equipment (As per clause 4.9 of survey) (b) With total station equipment. | Mts. | [5 empty] | 264.46
U2D 2 | b) | Conducting Detailed Survey of cable route including evaluation of thermal resistivity of the soil along the cable route, excavation of trial pits as per field requirements, preparation of cable route profile, drawings for cable laying, final route alignment, marking lines & grades, and preparing bill of materials/ lengths of the cable for the project incl. preparation of PTCC questionnare and marking of proposed cable route in topo sheet, tower/SS sketch, Single line diagram etc.(30 copies/sets) .(NOTE: For survey of small lengths of UG Cable, if the length of UG cable is less than 0.5KM, then 0.5KM is considered for survey of small length of UG cable in the preparation of estimate) | Mts. | 641 | 950 | 179 | 1534.93 | 28 | 1057.85
| 2 | LAYING OF CABLE
| 2.1 | Laying of 220 kv 1000 sq. mm. XLPE U/G copper cable (6 Nos. for double Circuit) including road cutting, pulling and laying of cable including excavation in the following soils and back filling, sand filling dewatering, including cost of RCC protective tiles, cost of route markers, warning tapes etc. Across and along CC, BT & earth road, Nala crossings, bridge crossings, providing HDPE (thickness 10 mm)pipes, Bell mouths, end caps after laying cable, labour charges and all incidental items of work for finished item of work. This includes loading, unloading and transportation of all materials to work spot. (flat formation)
U2D 3 | a) | Hard gravel soils, BC soils, red earth, stone and earth mixed with fair size boulders etc | Rmt | 6866 | 8210 | 8805.38 | 13265 | 2603 | 14037.67
U2D 4 | b) | Hard Rock with soils | Rmt |  |  |  | 18225.3 |  | 19284.61
U2D 5 | c) | CC or BT road surface etc. | Rmt | 7454 | 7320 | 9815.25 | 11827 | 2257 | 12511.23
U2D 6 | d) | Hard Rock | Rmt | 9937 | 11280 | 53728 |  | 4077 | 14428.02
U2D 7 | e) | CC or BT road with Hard rock | Rmt | 9937 | 11580 |  |  | 3935 | 26801.69
U2D 8 | f) | Across the road In HDPE pipes (thickness 10mm) to cross CC or BT road and other service lines including cost of concrete cost of HDPE pipes of 250 mm dia etc. complete | Rmt | 13857 | 10290 | 21681.53 | 16625.7 | 9567 | 17592.05
U2D 9 | g) | Cable laying in built up trenches, cable trays and supports etc. complete including cost of trays and support etc, complete. | Rmt | 21148 | 10290 | 35186.22 | 16625.7 |  | 17592.05
U2D 10 | h) | Cable laying across the culverts and over bridges etc., complete in PVC pipes of 250 mm dia in complete | Rmt | 9608 | 10290 | 19643.63 | 16625.7 | 5841 | 17592.05
U2D 11 | i) | Cable laying by clamping on special type tower including earthing cable from termination to Link box including cost of aluminum clamps | Rmt |  |  |  | 8951.06 | 278 | 19041.3
U2D 12 | j) | Cable laying by clamping on Sub-station structures like CPL etc., including earthing cable from termination to Link box including cost of aluminum clamps. | Rmt | [5 empty] | 4231.4
U2D 13 | k) | Cable laying while clamping bare on the walls , ceiling and structures including cost of clamps in complete shape | Rmt | 5764 | 5540 | 9050.53 |  |  | 8462.8
U2D 14 | l) | Cable laying across the railway tracks | Rmt | 128100 |  |  |  |  | 42314
| 2.2 | Including excavation and excluding backfilling without cable laying
U2D 15 | a) | Hard rock with CC or BT Road surfaces etc. | Rmt | 8016 |  |  | 17013.5 |  | 17983.45
U2D 16 | b) | Hard Gravel soils, BC Soils, Red Earth, stone & Earth mixed with fair size boulders etc., | Rmt | 5380 |  |  |  |  | 6347.1
| 2.3 | Excluding excavation and including backfilling
U2D 17 | a) | Hard Gravel soils, BC Soils, Red Earth, stone & Earth mixed with fair size boulders etc., | Rmt | 4561 |  |  | 1211.79 |  | 2644.63
U2D 18 | b) | Hard rock with CC or BT Road surfaces etc. | Rmt | 7632 |  |  |  |  | 7404.95
U2D 19 | 2.4 | Only excavation and back filling of soil without laying of cable | Rmt |  | 900 |  | 1454.14 | 995 | 3173.55
U2D 20 | 2.5 | Excavation and backfilling of suitable thermal backfill for maintainings soil thermal resistance value of 120 degrees | Cum | 7454 | 3160 |  | 5105.66 | 556 | 8462.8
U2D 21 | 2.6 | Laying of cable excluding excavation and backfilling | Rmt | 7411 | 750 |  |  | 278 | 1057.85
| 2.7 | Laying of cable by Horizontal Directional Drilling (HDD) incl. cost of 250 mm HDPE Pipe
U2D 22 | a) | Soil/Morrem,soft rock (upto 5000 PSI) per pipe | Rmt |  |  | 6000 | 9694.29 | 2666.6667 | 10366.93
U2D 23 | b) | Soil/Hard rock (5000 PSI upto 9000 PSI) per pipe | Rmt | 15000 |  |  | 25851 | 3333.3333 | 16925.6
| 3 | LAYING OF CO-AXIAL CABLE
U2D 24 | a) | 240sq.mm. co-axial copper cable conductor PVC insulated 6.6KV grade across the cable. | Rmt | [5 empty] | 26.45
U2D 25 | b) | 240sq.mm.single core copper cable conductor PVC insulated 6.6KV grade across the cable. | Rmt | [5 empty] | 26.45
U2D 26 | c) | 240sq.mm. co-axial copper cable conductor PVC insulated 6.6KV grade on pole mounted termination tower including cost of cleats | Rmt | [5 empty] | 26.45
U2D 27 | d) | 240sq.mm.single core copper cable conductor PVC insulated 6.6KV grade on pole mounted termination tower including cost of cleats. | Rmt | [5 empty] | 26.45
| 4 | For pulling optical fiber cable the following items shall be done while excavation of trenches as per specifications
U2D 28 | a) | Supply of HDPE duct pipe of OD/ID 40/33 mm dia and associated material of standard make as per the specification of the contract/tender and laying jointing, bedding of above HDPE duct pipe in the already excavated XLPE cable trench including sealing the section ends as per the specification of the contract/tender (Per Pipe). | RM | 830 | 100 |  |  | 63 | 105.79
U2D 29 | b) | Supply of RCC joint chambers (1200/760/50 mm) W/L/T with base and top plates as per the specification of the contract/tender and erection of RCC joint chambers for every 1KM in HDPE duct enroot as per the specification of the contract/tender. | Each | 11000 | 6840 |  |  | 14333 | 7404.95
| 5 | CABLE JOINTING
Jointing of cable excluding cost of pre-moulded straight through joints, Protection box, 3-phase solid bond link box without SVL / 3-phase cross bond link box with SVL, including excavation of pit for double circuit cable, providing cement concrete base and walls etc. including cost of cement, steel etc., labour charges and all incidental items of work for finished item of work including design of pit providing joint bay identification mark including providing necessary T&P for jointing viz., tarpaullin tent, DG Set, Air Conditioner etc., complete wherever necessary for complete item of work. This includes loading, un-loading and transportation of all materials to work spot as per drawing and preparation of joint bay.
U2D 30 | a) | With excavation of joint bay size (13mX4m) and laying of CC(1:2:4) bed and sand bed and back filling | Nos. | 12912 | 315640 | 264827.33 | 509984 | 468686 | 539503.5
U2D 31 | b) | Jointing charges for cross bonding joints for each phase | Nos. | 366366 | 186710 | 33897.89 | 301670 | 83333 | 264462.5
| 6 | TERMINATION CHARGES
Termination of cable excluding cost of out door type cable terminations and single phase link boxes without SVL complete and all incidental item of work finished item of work including providing necessary T&P viz., tarpaullin tent, DG set, air conditioner, scaffolding etc complete wherever necessary for complete item of work.
U2D 32 | a) | 220 KV tower mounted type cable end terminations including erection on tower in all respects per phase including scaffolding charges. | Each |  | 186710 | 74151.65 | 301670 | 83333 | 444297
U2D 33 | b) | 220 kV Outdoor type cable end terminations with silicon materials complete in all respect. | Each | 423293 | 186710 | 63558.55 |  | 170364 | 370247.5
U2D 34 | c) | 220 kV SF6 type cable end terminations complete in all respect. | Each | 417448 |  | 105930.3 |  |  | 370247.5
U2D 35 | 7a | Providing earthing of joint bays with copper flat of cross section equivalent to the earthing cable and run all around the joint bay, providing earth electrodes of steel rods coated with copper as per standards and treated with suitable earth enhancing compound to get an effective diameter and welding the copper flat to the electrodes by exothermic weldng. The earthing scheme drawing shall be got approved with all eath resistance calculations considerting the fault currents earth leads from link box to earth pit and connecing lug fixtures, fasteners shall be supplied. Length of the earth lead will be as per site condition/ connivance. | Nos. |  | 7950 |  | 7997.79 | 25642 | 42314
U2D 36 | 7b | Excavation of earth pit at CTT Tower, putting cast iron pipe with flange on one end (as per ISS7181/86) of nominal dia 125 mm and 2.75 metres long inside the pit including supply and fixing of RCC Collars 0.75 mtr. dia (OD) 50mm thick and 0.60 mtrs. long inside the pit, backfill the pit in the 25mm size granules of BH coke for full depth of the pit with alternate layers of BH Coke and salt of 300mm thick around the earth pipe of 150mm on all the sides of the pipe including cost and conveyance of BH Coke,salt,clamps,CI pipes and RCC collars, labour charges for all operational and incidental items of work etc., complete.(as per SSR 2013-14) | Nos. | [5 empty] | 11266.1
U2D 37 | 8a | Provision for RCC (1:2:4) for any unforeseen requirement whenever necessary at culverts, drains, nalas, bridges.(rate to be taken as per CSSR) | Cum | [5 empty] | (rate to be taken as per CSSR)
U2D 38 | 8b | Supplying, fitting and placing of HYSD, TMT bar reinforcement (TISCO/SAIL/VSP) in foundtions, colums , beams slabs wherever necessiated.for the work as per the drawings furnished by the field engineer including cutting , bending, cranking, tying grill in position including cost of binding wire scaffolding etc.(rate to be taken as per CSSR) | MT | [5 empty] | (rate to be taken as per CSSR)
| 9 | CONNECTION OF LINK BOXES
U2D 39 | a) | Erection of single phase link boxes, providing suitable supporting arrangements, sheath bonding cable, connecting earth leads, with all lugs, fixtures, clamps, bolts and nuts etc., complete including excavation, providing concrete box with walls of 75mm thick RCC for inserting link boxes, and refilling, etc. including earthing as per the directions of site engineer including connecting to the earthing cable from link box to earthpit | Each | 321275 | 31120 | 124151.05 | 50281.1 | 20621 | 31735.5
U2D 40 | b) | Erection of 3 phase link boxes making connections with earth leads with lugs, fixtures, fasteners sheath bonding cable etc., including excavation, providing RCC concrete wall box of 75mm thick for inserting link boxes , and refilling, etc. including earthing as per the directions of site engineer including connecting to the earthing cable from link box to earthpit. | Each | 321375 | 31120 | 137710.21 | 50281.1 | 20621 | 42314
U2D 41 | 10 | Erection of Lightning Arrestors on special type tower including cost of hardware, jumpering with suitable conductor between line conductor and the pole mounted terminations including labour charges and insurance for all incidental and operational items of work. | Nos. |  |  |  | 4312.51 |  | 5289.25
U2D 42 | 11 | Road cutting charges and charges for way leaves to be paid for various Government and other agencies. The cost is for estimate purpose however, the amount will be reimbursed as per actuals against documentary evidence. | Mts. | [5 empty] | 10578.5
U2D 43 | 12 | Site testing and commissioning (including phase sequence test, megger test, continuity test, HV test etc.) | KM |  | 7278610 | 963668.82 | 524583 |  | 317355
Sd/-(D.PRABHAKAR RAO)
CHAIRMAN &MANAGING DIRECTOR
// FORWARD BY ORDER //
DIVISIONAL ENGINEER-I
O/o Chief Engineer(Transmission)
TSTRANSCO
Vidyut Soudha, Hyderabad